## Specification Data
Model Number | Category | Product Family | Series Name (If Applicable) | GTIN | UPC | Replaces Model | Product Title/Name (125 Character Max.) | Product Title/Name - Includes Electrical Configuration (140 Character Max.) | Written Spec | 90°/70° Production (lb) | 70°/50° Production (lb) | Ice Form | Ice Form Description | Unit Size (W" x D" x H") | Unit Size (Width: Inches) | Unit Size (Depth: Inches) | Unit Size (Height: Inches) | Condenser Type | Energy Usage (kWh/100 lb.) | Energy Star Certified? | Potable Water (gal/100 lb) | Condenser Water (gal/100 lb) | Volts/Hz/Phase | Max. Fuse Size | Circuit Wires | Min. Circuit Ampacity | Refrigerant | BTUs Per Hour | Refrigerant Charge (oz) | Shipping Dimensions (W" x D" x H") | Shipping Dimensions (Width: Inches) | Shipping Dimensions (Depth: Inches) | Shipping Dimensions (Height: Inches) | Shipping Weight (lb) | Warranty | Specification Sheet URL (Auto-Updating Link: Will NOT Break) | Primary Product Image URL (Auto-Updating Link: Will NOT Break)
MC1448MAX-3 | Modular Cube | MC1448 | Prodigy ELITE® | 00840315406544 | 840315406544 | C1448MA-3, CME1356, CME1202, CMS1202, HC1200, SC1000, SM1005, MM1010, MC1448MA-3 | Scotsman MC1448MAX-3 Prodigy ELITE® 48" Width, Air Cooled, Medium Cube Ice Machine - Up to 1483 lb. | Scotsman MC1448MAX-3 Prodigy ELITE® 48" Width, Air Cooled, Medium Cube Ice Machine - Up to 1483 lb. (208-230v/60hz/3ph) | Prodigy ELITE® Ice Maker, cube style, air-cooled, self-contained condenser, production capacity up to 1483 lb/24 hours at 70°/50° (1119 lb AHRI certified at 90°/70°), medium cube size, ICELINQ® mobile app, Bluetooth® connectivIty, preservation mode, external bin full indicator, AutoAlert™ indicating lights, WaterSense adjustable purge control, one-touch cleaning, harvest assist, external removable air filters, unit specific QR code, stainless steel finish, AgION™ antimicrobial protection, 208-230v/60/3-ph, 13.6 amps, cULus, NSF, ENERGY STAR®, engineered and assembled in USA | 1119 | 1483 | Medium Cube | Medium Cube: Crystal-clear ice form with broad applications | 48" x 24" x 29" | 48 | 24 | 29 | Air | 4.25 | Yes | 17 | N/A | 208-230/60/3 | 30 | 3 | 13.6 | R449A | 20000 | 60 | 52" x 27" x 35" | 52 | 27 | 35 | 345 | 3 years parts and labor on all components; 5 years parts and labor on the evaporator; 5 years parts on the compressor and condenser | https://portal.scotsman-ice.com/ResourceCenter/Files/GetFile/1B409D4C-C19F-418C-9347-D45C06E1A71D | https://portal.scotsman-ice.com/ResourceCenter/Files/GetImage/0C82A5F6-E4E1-45F6-9ACF-6CE32F0C84E4/jpg
MC1448MAX-32 | Modular Cube | MC1448 | Prodigy ELITE® | 00840315406537 | 840315406537 | C1448MA-32, CME1356, CME1202, CMS1202, HC1200, SC1000, SM1005, MM1010, MC1448MA-32 | Scotsman MC1448MAX-32 Prodigy ELITE® 48" Width, Air Cooled, Medium Cube Ice Machine - Up to 1483 lb. | Scotsman MC1448MAX-32 Prodigy ELITE® 48" Width, Air Cooled, Medium Cube Ice Machine - Up to 1483 lb. (208-230v/60hz/1ph) | Prodigy ELITE® Ice Maker, cube style, air-cooled, self-contained condenser, production capacity up to 1483 lb/24 hours at 70°/50° (1119 lb AHRI certified at 90°/70°), medium cube size, ICELINQ® mobile app, Bluetooth® connectivIty, preservation mode, external bin full indicator, AutoAlert™ indicating lights, WaterSense adjustable purge control, one-touch cleaning, harvest assist, external removable air filters, unit specific QR code, stainless steel finish, AgION™ antimicrobial protection, 208-230v/60/1-ph, 17.7 amps, cULus, NSF, ENERGY STAR®, engineered and assembled in USA | 1119 | 1483 | Medium Cube | Medium Cube: Crystal-clear ice form with broad applications | 48" x 24" x 29" | 48 | 24 | 29 | Air | 4.25 | Yes | 17 | N/A | 208-230/60/1 | 30 | 2 | 17.7 | R449A | 20000 | 60 | 52" x 27" x 35" | 52 | 27 | 35 | 345 | 3 years parts and labor on all components; 5 years parts and labor on the evaporator; 5 years parts on the compressor and condenser | https://portal.scotsman-ice.com/ResourceCenter/Files/GetFile/1B409D4C-C19F-418C-9347-D45C06E1A71D | https://portal.scotsman-ice.com/ResourceCenter/Files/GetImage/0C82A5F6-E4E1-45F6-9ACF-6CE32F0C84E4/jpg
MC1448MRX-3 | Modular Cube | MC1448 | Prodigy ELITE® | 00840315406568 | 840315406568 | C1448MR-3, CME1356R, CME1202R, CMS1202R, MC1448MR-3 | Scotsman MC1448MRX-3 Prodigy ELITE® 48" Width, Remote Cooled, Medium Cube Ice Machine - Up to 1354 lb. | Scotsman MC1448MRX-3 Prodigy ELITE® 48" Width, Remote Cooled, Medium Cube Ice Machine - Up to 1354 lb. (208-230v/60hz/3ph) | Prodigy ELITE® Ice Maker, cube style, air-cooled, no condenser (remote), production capacity up to 1354 lb/24 hours at 70°/50° (1162 lb AHRI certified at 90°/70°), medium cube size, ICELINQ® mobile app, Bluetooth® connectivIty, preservation mode, external bin full indicator, AutoAlert™ indicating lights, WaterSense adjustable purge control, one-touch cleaning, harvest assist, unit specific QR code, stainless steel finish, AgION™ antimicrobial protection, 208-230v/60/3-ph, 12.9 amps, cULus, NSF, engineered and assembled in USA | 1162 | 1354 | Medium Cube | Medium Cube: Crystal-clear ice form with broad applications | 48" x 24" x 29" | 48 | 24 | 29 | Remote | 4.41 | No | 18 | N/A | 208-230/60/3 | 30 | 3 | 12.9 | R449A | 20000 | 256 | 52" x 27" x 35" | 52 | 27 | 35 | 345 | 3 years parts and labor on all components; 5 years parts and labor on the evaporator; 5 years parts on the compressor and condenser | https://portal.scotsman-ice.com/ResourceCenter/Files/GetFile/1B409D4C-C19F-418C-9347-D45C06E1A71D | https://portal.scotsman-ice.com/ResourceCenter/Files/GetImage/000ADE1E-8772-4B0C-A068-1BA27802CFF0/jpg
MC1448MRX-32 | Modular Cube | MC1448 | Prodigy ELITE® | 00840315406551 | 840315406551 | C1448MR-32, CME1356R, CME1202R, CMS1202R, MC1448MR-32 | Scotsman MC1448MRX-32 Prodigy ELITE® 48" Width, Remote Cooled, Medium Cube Ice Machine - Up to 1354 lb. | Scotsman MC1448MRX-32 Prodigy ELITE® 48" Width, Remote Cooled, Medium Cube Ice Machine - Up to 1354 lb. (208-230v/60hz/1ph) | Prodigy ELITE® Ice Maker, cube style, air-cooled, no condenser (remote), production capacity up to 1354 lb/24 hours at 70°/50° (1162 lb AHRI certified at 90°/70°), medium cube size, ICELINQ® mobile app, Bluetooth® connectivIty, preservation mode, external bin full indicator, AutoAlert™ indicating lights, WaterSense adjustable purge control, one-touch cleaning, harvest assist, unit specific QR code, stainless steel finish, AgION™ antimicrobial protection, 208-230v/60/1-ph, 17.0 amps, cULus, NSF, engineered and assembled in USA | 1162 | 1354 | Medium Cube | Medium Cube: Crystal-clear ice form with broad applications | 48" x 24" x 29" | 48 | 24 | 29 | Remote | 4.41 | No | 18 | N/A | 208-230/60/1 | 30 | 2 | 17 | R449A | 20000 | 256 | 52" x 27" x 35" | 52 | 27 | 35 | 345 | 3 years parts and labor on all components; 5 years parts and labor on the evaporator; 5 years parts on the compressor and condenser | https://portal.scotsman-ice.com/ResourceCenter/Files/GetFile/1B409D4C-C19F-418C-9347-D45C06E1A71D | https://portal.scotsman-ice.com/ResourceCenter/Files/GetImage/000ADE1E-8772-4B0C-A068-1BA27802CFF0/jpg
MC1448MWX-3 | Modular Cube | MC1448 | Prodigy ELITE® | 00840315406582 | 840315406582 | C1448MW-3, CME1356, CME1202, CMS1202, HC1200, SC1000, SM1005, MM1010, MC1448MW-3 | Scotsman MC1448MWX-3 Prodigy ELITE® 48" Width, Water Cooled, Medium Cube Ice Machine - Up to 1403 lb. | Scotsman MC1448MWX-3 Prodigy ELITE® 48" Width, Water Cooled, Medium Cube Ice Machine - Up to 1403 lb. (208-230v/60hz/3ph) | Prodigy ELITE® Ice Maker, cube style, water-cooled, self-contained condenser, production capacity up to 1403 lb/24 hours at 70°/50° (1310 lb AHRI certified at 90°/70°), medium cube size, ICELINQ® mobile app, Bluetooth® connectivIty, preservation mode, external bin full indicator, AutoAlert™ indicating lights, WaterSense adjustable purge control, one-touch cleaning, harvest assist, unit specific QR code, stainless steel finish, AgION™ antimicrobial protection, 208-230v/60/3-ph, 11.9 amps, cULus, NSF, engineered and assembled in USA | 1310 | 1403 | Medium Cube | Medium Cube: Crystal-clear ice form with broad applications | 48" x 24" x 29" | 48 | 24 | 29 | Water | 3.46 | No | 18 | 109 | 208-230/60/3 | 30 | 3 | 11.9 | R449A | 20000 | 56 | 52" x 27" x 35" | 52 | 27 | 35 | 345 | 3 years parts and labor on all components; 5 years parts and labor on the evaporator; 5 years parts on the compressor and condenser | https://portal.scotsman-ice.com/ResourceCenter/Files/GetFile/1B409D4C-C19F-418C-9347-D45C06E1A71D | https://portal.scotsman-ice.com/ResourceCenter/Files/GetImage/000ADE1E-8772-4B0C-A068-1BA27802CFF0/jpg
MC1448MWX-32 | Modular Cube | MC1448 | Prodigy ELITE® | 00840315406575 | 840315406575 | C1448MW-32, CME1356, CME1202, CMS1202, HC1200, SC1000, SM1005, MM1010, MC1448MW-32 | Scotsman MC1448MWX-32 Prodigy ELITE® 48" Width, Water Cooled, Medium Cube Ice Machine - Up to 1403 lb. | Scotsman MC1448MWX-32 Prodigy ELITE® 48" Width, Water Cooled, Medium Cube Ice Machine - Up to 1403 lb. (208-230v/60hz/1ph) | Prodigy ELITE® Ice Maker, cube style, water-cooled, self-contained condenser, production capacity up to 1403 lb/24 hours at 70°/50° (1310 lb AHRI certified at 90°/70°), medium cube size, ICELINQ® mobile app, Bluetooth® connectivIty, preservation mode, external bin full indicator, AutoAlert™ indicating lights, WaterSense adjustable purge control, one-touch cleaning, harvest assist, unit specific QR code, stainless steel finish, AgION™ antimicrobial protection, 208-230v/60/1-ph, 16.0 amps, cULus, NSF, engineered and assembled in USA | 1310 | 1403 | Medium Cube | Medium Cube: Crystal-clear ice form with broad applications | 48" x 24" x 29" | 48 | 24 | 29 | Water | 3.46 | No | 18 | 109 | 208-230/60/1 | 30 | 2 | 16 | R449A | 20000 | 56 | 52" x 27" x 35" | 52 | 27 | 35 | 345 | 3 years parts and labor on all components; 5 years parts and labor on the evaporator; 5 years parts on the compressor and condenser | https://portal.scotsman-ice.com/ResourceCenter/Files/GetFile/1B409D4C-C19F-418C-9347-D45C06E1A71D | https://portal.scotsman-ice.com/ResourceCenter/Files/GetImage/000ADE1E-8772-4B0C-A068-1BA27802CFF0/jpg
MC1448SAX-3 | Modular Cube | MC1448 | Prodigy ELITE® | 00840315406605 | 840315406605 | C1448SA-3, CME1356, CME1202, CMS1202, HC1200, SC1000, SM1005, MM1010, MC1448SA-3 | Scotsman MC1448SAX-3 Prodigy ELITE® 48" Width, Air Cooled, Small Cube Ice Machine - Up to 1483 lb. | Scotsman MC1448SAX-3 Prodigy ELITE® 48" Width, Air Cooled, Small Cube Ice Machine - Up to 1483 lb. (208-230v/60hz/3ph) | Prodigy ELITE® Ice Maker, cube style, air-cooled, self-contained condenser, production capacity up to 1483 lb/24 hours at 70°/50° (1119 lb AHRI certified at 90°/70°), small cube size, ICELINQ® mobile app, Bluetooth® connectivIty, preservation mode, external bin full indicator, AutoAlert™ indicating lights, WaterSense adjustable purge control, one-touch cleaning, harvest assist, external removable air filters, unit specific QR code, stainless steel finish, AgION™ antimicrobial protection, 208-230v/60/3-ph, 13.6 amps, cULus, NSF, ENERGY STAR®, engineered and assembled in USA | 1119 | 1483 | Small Cube | Small Cube: Versatile, crystal-clear ice form with optimal displacement | 48" x 24" x 29" | 48 | 24 | 29 | Air | 4.25 | Yes | 17 | N/A | 208-230/60/3 | 30 | 3 | 13.6 | R449A | 20000 | 60 | 52" x 27" x 35" | 52 | 27 | 35 | 345 | 3 years parts and labor on all components; 5 years parts and labor on the evaporator; 5 years parts on the compressor and condenser | https://portal.scotsman-ice.com/ResourceCenter/Files/GetFile/1B409D4C-C19F-418C-9347-D45C06E1A71D | https://portal.scotsman-ice.com/ResourceCenter/Files/GetImage/0C82A5F6-E4E1-45F6-9ACF-6CE32F0C84E4/jpg
MC1448SAX-32 | Modular Cube | MC1448 | Prodigy ELITE® | 00840315406599 | 840315406599 | C1448SA-32, CME1356, CME1202, CMS1202, HC1200, SC1000, SM1005, MM1010, MC1448SA-32 | Scotsman MC1448SAX-32 Prodigy ELITE® 48" Width, Air Cooled, Small Cube Ice Machine - Up to 1483 lb. | Scotsman MC1448SAX-32 Prodigy ELITE® 48" Width, Air Cooled, Small Cube Ice Machine - Up to 1483 lb. (208-230v/60hz/1ph) | Prodigy ELITE® Ice Maker, cube style, air-cooled, self-contained condenser, production capacity up to 1483 lb/24 hours at 70°/50° (1119 lb AHRI certified at 90°/70°), small cube size, ICELINQ® mobile app, Bluetooth® connectivIty, preservation mode, external bin full indicator, AutoAlert™ indicating lights, WaterSense adjustable purge control, one-touch cleaning, harvest assist, external removable air filters, unit specific QR code, stainless steel finish, AgION™ antimicrobial protection, 208-230v/60/1-ph, 17.7 amps, cULus, NSF, ENERGY STAR®, engineered and assembled in USA | 1119 | 1483 | Small Cube | Small Cube: Versatile, crystal-clear ice form with optimal displacement | 48" x 24" x 29" | 48 | 24 | 29 | Air | 4.25 | Yes | 17 | N/A | 208-230/60/1 | 30 | 2 | 17.7 | R449A | 20000 | 60 | 52" x 27" x 35" | 52 | 27 | 35 | 345 | 3 years parts and labor on all components; 5 years parts and labor on the evaporator; 5 years parts on the compressor and condenser | https://portal.scotsman-ice.com/ResourceCenter/Files/GetFile/1B409D4C-C19F-418C-9347-D45C06E1A71D | https://portal.scotsman-ice.com/ResourceCenter/Files/GetImage/0C82A5F6-E4E1-45F6-9ACF-6CE32F0C84E4/jpg
MC1448SRX-3 | Modular Cube | MC1448 | Prodigy ELITE® | 00840315406629 | 840315406629 | C1448SR-3, CME1356R, CME1202R, CMS1202R, MC1448SR-3 | Scotsman MC1448SRX-3 Prodigy ELITE® 48" Width, Remote Cooled, Small Cube Ice Machine - Up to 1354 lb. | Scotsman MC1448SRX-3 Prodigy ELITE® 48" Width, Remote Cooled, Small Cube Ice Machine - Up to 1354 lb. (208-230v/60hz/3ph) | Prodigy ELITE® Ice Maker, cube style, air-cooled, no condenser (remote), production capacity up to 1354 lb/24 hours at 70°/50° (1162 lb AHRI certified at 90°/70°), small cube size, ICELINQ® mobile app, Bluetooth® connectivIty, preservation mode, external bin full indicator, AutoAlert™ indicating lights, WaterSense adjustable purge control, one-touch cleaning, harvest assist, unit specific QR code, stainless steel finish, AgION™ antimicrobial protection, 208-230v/60/3-ph, 12.9 amps, cULus, NSF, engineered and assembled in USA | 1162 | 1354 | Small Cube | Small Cube: Versatile, crystal-clear ice form with optimal displacement | 48" x 24" x 29" | 48 | 24 | 29 | Remote | 4.41 | No | 18 | N/A | 208-230/60/3 | 30 | 3 | 12.9 | R449A | 20000 | 256 | 52" x 27" x 35" | 52 | 27 | 35 | 345 | 3 years parts and labor on all components; 5 years parts and labor on the evaporator; 5 years parts on the compressor and condenser | https://portal.scotsman-ice.com/ResourceCenter/Files/GetFile/1B409D4C-C19F-418C-9347-D45C06E1A71D | https://portal.scotsman-ice.com/ResourceCenter/Files/GetImage/000ADE1E-8772-4B0C-A068-1BA27802CFF0/jpg
MC1448SRX-32 | Modular Cube | MC1448 | Prodigy ELITE® | 00840315406612 | 840315406612 | C1448SR-32, CME1356R, CME1202R, CMS1202R, MC1448SR-3 | Scotsman MC1448SRX-32 Prodigy ELITE® 48" Width, Remote Cooled, Small Cube Ice Machine - Up to 1354 lb. | Scotsman MC1448SRX-32 Prodigy ELITE® 48" Width, Remote Cooled, Small Cube Ice Machine - Up to 1354 lb. (208-230v/60hz/1ph) | Prodigy ELITE® Ice Maker, cube style, air-cooled, no condenser (remote), production capacity up to 1354 lb/24 hours at 70°/50° (1162 lb AHRI certified at 90°/70°), small cube size, ICELINQ® mobile app, Bluetooth® connectivIty, preservation mode, external bin full indicator, AutoAlert™ indicating lights, WaterSense adjustable purge control, one-touch cleaning, harvest assist, unit specific QR code, stainless steel finish, AgION™ antimicrobial protection, 208-230v/60/1-ph, 17.0 amps, cULus, NSF, engineered and assembled in USA | 1162 | 1354 | Small Cube | Small Cube: Versatile, crystal-clear ice form with optimal displacement | 48" x 24" x 29" | 48 | 24 | 29 | Remote | 4.41 | No | 18 | N/A | 208-230/60/1 | 30 | 2 | 17 | R449A | 20000 | 256 | 52" x 27" x 35" | 52 | 27 | 35 | 345 | 3 years parts and labor on all components; 5 years parts and labor on the evaporator; 5 years parts on the compressor and condenser | https://portal.scotsman-ice.com/ResourceCenter/Files/GetFile/1B409D4C-C19F-418C-9347-D45C06E1A71D | https://portal.scotsman-ice.com/ResourceCenter/Files/GetImage/000ADE1E-8772-4B0C-A068-1BA27802CFF0/jpg
MC1448SWX-3 | Modular Cube | MC1448 | Prodigy ELITE® | 00840315406643 | 840315406643 | C1448SW-3, CME1356, CME1202, CMS1202, HC1200, SC1000, SM1005, MM1010, MC1448SW-3 | Scotsman MC1448SWX-3 Prodigy ELITE® 48" Width, Water Cooled, Small Cube Ice Machine - Up to 1403 lb. | Scotsman MC1448SWX-3 Prodigy ELITE® 48" Width, Water Cooled, Small Cube Ice Machine - Up to 1403 lb. (208-230v/60hz/3ph) | Prodigy ELITE® Ice Maker, cube style, water-cooled, self-contained condenser, production capacity up to 1403 lb/24 hours at 70°/50° (1310 lb AHRI certified at 90°/70°), small cube size, ICELINQ® mobile app, Bluetooth® connectivIty, preservation mode, external bin full indicator, AutoAlert™ indicating lights, WaterSense adjustable purge control, one-touch cleaning, harvest assist, unit specific QR code, stainless steel finish, AgION™ antimicrobial protection, 208-230v/60/3-ph, 11.9 amps, engineered and assembled in USA | 1310 | 1403 | Small Cube | Small Cube: Versatile, crystal-clear ice form with optimal displacement | 48" x 24" x 29" | 48 | 24 | 29 | Water | 3.46 | No | 18 | 109 | 208-230/60/3 | 30 | 3 | 11.9 | R449A | 20000 | 56 | 52" x 27" x 35" | 52 | 27 | 35 | 345 | 3 years parts and labor on all components; 5 years parts and labor on the evaporator; 5 years parts on the compressor and condenser | https://portal.scotsman-ice.com/ResourceCenter/Files/GetFile/1B409D4C-C19F-418C-9347-D45C06E1A71D | https://portal.scotsman-ice.com/ResourceCenter/Files/GetImage/000ADE1E-8772-4B0C-A068-1BA27802CFF0/jpg
MC1448SWX-32 | Modular Cube | MC1448 | Prodigy ELITE® | 00840315406636 | 840315406636 | C1448SW-32, CME1356, CME1202, CMS1202, HC1200, SC1000, SM1005, MM1010, MC1448SW-32 | Scotsman MC1448MWX-32 Prodigy ELITE® 48" Width, Water Cooled, Medium Cube Ice Machine - Up to 1403 lb. | Scotsman MC1448MWX-32 Prodigy ELITE® 48" Width, Water Cooled, Medium Cube Ice Machine - Up to 1403 lb. (208-230v/60hz/1ph) | Prodigy ELITE® Ice Maker, cube style, water-cooled, self-contained condenser, production capacity up to 1403 lb/24 hours at 70°/50° (1310 lb AHRI certified at 90°/70°), small cube size, ICELINQ® mobile app, Bluetooth® connectivIty, preservation mode, external bin full indicator, AutoAlert™ indicating lights, WaterSense adjustable purge control, one-touch cleaning, harvest assist, unit specific QR code, stainless steel finish, AgION™ antimicrobial protection, 208-230v/60/1-ph, 16.0 amps, cULus, NSF, engineered and assembled in USA | 1310 | 1403 | Small Cube | Small Cube: Versatile, crystal-clear ice form with optimal displacement | 48" x 24" x 29" | 48 | 24 | 29 | Water | 3.46 | No | 18 | 109 | 208-230/60/1 | 30 | 2 | 16 | R449A | 20000 | 56 | 52" x 27" x 35" | 52 | 27 | 35 | 345 | 3 years parts and labor on all components; 5 years parts and labor on the evaporator; 5 years parts on the compressor and condenser | https://portal.scotsman-ice.com/ResourceCenter/Files/GetFile/1B409D4C-C19F-418C-9347-D45C06E1A71D | https://portal.scotsman-ice.com/ResourceCenter/Files/GetImage/000ADE1E-8772-4B0C-A068-1BA27802CFF0/jpg
MC1848MAX-32 | Modular Cube | MC1848 | Prodigy ELITE® | 00840315406650 | 840315406650 | C1848MA-32, CME1656, CME1402, CMS1402, CM1400, MC1848MA-32 | Scotsman MC1848MAX-32 Prodigy ELITE® 48" Width, Air Cooled, Medium Cube Ice Machine - Up to 1726 lb. | Scotsman MC1848MAX-32 Prodigy ELITE® 48" Width, Air Cooled, Medium Cube Ice Machine - Up to 1726 lb. (208-230v/60hz/1ph) | Prodigy ELITE® Ice Maker, cube style, air-cooled, self-contained condenser, production capacity up to 1726 lb/24 hours at 70°/50° (1349 lb AHRI certified at 90°/70°), medium cube size, ICELINQ® mobile app, Bluetooth® connectivIty, preservation mode, external bin full indicator, AutoAlert™ indicating lights, WaterSense adjustable purge control, one-touch cleaning, harvest assist, external removable air filters, unit specific QR code, stainless steel finish, AgION™ antimicrobial protection, 208-230v/60/1-ph, 23.3 amps, cULus, NSF, engineered and assembled in USA | 1349 | 1726 | Medium Cube | Medium Cube: Crystal-clear ice form with broad applications | 48" x 24" x 29" | 48 | 24 | 29 | Air | 4.32 | No | 17 | N/A | 208-230/60/1 | 25 | 2 | 23.3 | R449A | 27400 | 58 | 52" x 27" x 35" | 52 | 27 | 35 | 355 | 3 years parts and labor on all components; 5 years parts and labor on the evaporator; 5 years parts on the compressor and condenser | https://portal.scotsman-ice.com/ResourceCenter/Files/GetFile/B5DBAAAE-90BA-4CBE-A882-301B9FBFCE60 | https://portal.scotsman-ice.com/ResourceCenter/Files/GetImage/0C82A5F6-E4E1-45F6-9ACF-6CE32F0C84E4/jpg
MC1848MRX-3 | Modular Cube | MC1848 | Prodigy ELITE® | 00840315407138 | 840315407138 | C1848MR-3, CME1656R, CME1402R, CMS1402R, MC1848MR-3 | Scotsman MC1848MRX-3 Prodigy ELITE® 48" Width, Remote Cooled, Medium Cube Ice Machine - Up to 1716 lb. | Scotsman MC1848MRX-3 Prodigy ELITE® 48" Width, Remote Cooled, Medium Cube Ice Machine - Up to 1716 lb. (208-230v/60hz/3ph) | Prodigy ELITE® Ice Maker, cube style, air-cooled, no condenser (remote), production capacity up to 1716 lb/24 hours at 70°/50° (1418 lb AHRI certified at 90°/70°), medium cube size, ICELINQ® mobile app, Bluetooth® connectivIty, preservation mode, external bin full indicator, AutoAlert™ indicating lights, WaterSense adjustable purge control, one-touch cleaning, harvest assist, unit specific QR code, stainless steel finish, AgION™ antimicrobial protection, 208-230v/60/3-ph, 17.0 amps, cULus, NSF, engineered and assembled in USA | 1418 | 1716 | Medium Cube | Medium Cube: Crystal-clear ice form with broad applications | 48" x 24" x 29" | 48 | 24 | 29 | Remote | 4.54 | No | 18 | N/A | 208-230/60/3 | 30 | 3 | 17 | R449A | 27400 | 256 | 52" x 27" x 35" | 52 | 27 | 35 | 355 | 3 years parts and labor on all components; 5 years parts and labor on the evaporator; 5 years parts on the compressor and condenser | https://portal.scotsman-ice.com/ResourceCenter/Files/GetFile/B5DBAAAE-90BA-4CBE-A882-301B9FBFCE60 | https://portal.scotsman-ice.com/ResourceCenter/Files/GetImage/000ADE1E-8772-4B0C-A068-1BA27802CFF0/jpg
MC1848MRX-32 | Modular Cube | MC1848 | Prodigy ELITE® | 00840315407145 | 840315407145 | C1848MR-32, CME1656R, CME1402R, CMS1402R, MC1848MR-32 | Scotsman MC1848MRX-32 Prodigy ELITE® 48" Width, Remote Cooled, Medium Cube Ice Machine - Up to 1716 lb. | Scotsman MC1848MRX-32 Prodigy ELITE® 48" Width, Remote Cooled, Medium Cube Ice Machine - Up to 1716 lb. (208-230v/60hz/1ph) | Prodigy ELITE® Ice Maker, cube style, air-cooled, no condenser (remote), production capacity up to 1716 lb/24 hours at 70°/50° (1418 lb AHRI certified at 90°/70°), medium cube size, ICELINQ® mobile app, Bluetooth® connectivIty, preservation mode, external bin full indicator, AutoAlert™ indicating lights, WaterSense adjustable purge control, one-touch cleaning, harvest assist, unit specific QR code, stainless steel finish, AgION™ antimicrobial protection, 208-230v/60/1-ph, 26.0 amps, cULus, NSF, engineered and assembled in USA | 1418 | 1716 | Medium Cube | Medium Cube: Crystal-clear ice form with broad applications | 48" x 24" x 29" | 48 | 24 | 29 | Remote | 4.54 | No | 18 | N/A | 208-230/60/1 | 30 | 2 | 26 | R449A | 27400 | 256 | 52" x 27" x 35" | 52 | 27 | 35 | 355 | 3 years parts and labor on all components; 5 years parts and labor on the evaporator; 5 years parts on the compressor and condenser | https://portal.scotsman-ice.com/ResourceCenter/Files/GetFile/B5DBAAAE-90BA-4CBE-A882-301B9FBFCE60 | https://portal.scotsman-ice.com/ResourceCenter/Files/GetImage/000ADE1E-8772-4B0C-A068-1BA27802CFF0/jpg
MC1848MWX-32 | Modular Cube | MC1848 | Prodigy ELITE® | 00840315407152 | 840315407152 | C1848MW-32, CME1856W, MC1848MW-32 | Scotsman MC1848MWX-32 Prodigy ELITE® 48" Width, Water Cooled, Medium Cube Ice Machine - Up to 1874 lb. | Scotsman MC1848MWX-32 Prodigy ELITE® 48" Width, Water Cooled, Medium Cube Ice Machine - Up to 1874 lb. (208-230v/60hz/1ph) | Prodigy ELITE® Ice Maker, cube style, water-cooled, self-contained condenser, production capacity up to 1874 lb/24 hours at 70°/50° (1472 lb AHRI certified at 90°/70°), medium cube size, ICELINQ® mobile app, Bluetooth® connectivIty, preservation mode, external bin full indicator, AutoAlert™ indicating lights, WaterSense adjustable purge control, one-touch cleaning, harvest assist, unit specific QR code, stainless steel finish, AgION™ antimicrobial protection, 208-230v/60/1-ph, 23.8 amps, cULus, NSF, engineered and assembled in USA | 1472 | 1874 | Medium Cube | Medium Cube: Crystal-clear ice form with broad applications | 48" x 24" x 29" | 48 | 24 | 29 | Water | 3.69 | No | 18 | 152 | 208-230/60/1 | 30 | 2 | 23.8 | R449A | 27400 | 64 | 52" x 27" x 35" | 52 | 27 | 35 | 355 | 3 years parts and labor on all components; 5 years parts and labor on the evaporator; 5 years parts on the compressor and condenser | https://portal.scotsman-ice.com/ResourceCenter/Files/GetFile/B5DBAAAE-90BA-4CBE-A882-301B9FBFCE60 | https://portal.scotsman-ice.com/ResourceCenter/Files/GetImage/000ADE1E-8772-4B0C-A068-1BA27802CFF0/jpg
MC1848SAX-32 | Modular Cube | MC1848 | Prodigy ELITE® | 00840315406667 | 840315406667 | C1848SA-32, CME1656, CME1402, CMS1402, CM1400, MC1848SA-32 | Scotsman MC1848SAX-32 Prodigy ELITE® 48" Width, Air Cooled, Small Cube Ice Machine - Up to 1726 lb. | Scotsman MC1848SAX-32 Prodigy ELITE® 48" Width, Air Cooled, Small Cube Ice Machine - Up to 1726 lb. (208-230v/60hz/1ph) | Prodigy ELITE® Ice Maker, cube style, air-cooled, self-contained condenser, production capacity up to 1909 lb/24 hours at 70°/50° (1426 lb AHRI certified at 90°/70°), small cube size, ICELINQ® mobile app, Bluetooth® connectivIty, preservation mode, external bin full indicator, AutoAlert™ indicating lights, WaterSense adjustable purge control, one-touch cleaning, harvest assist, external removable air filters, unit specific QR code, stainless steel finish, AgION™ antimicrobial protection, 208-230v/60/1-ph, 23.3 amps, cULus, NSF, engineered and assembled in USA | 1349 | 1726 | Small Cube | Small Cube: Versatile, crystal-clear ice form with optimal displacement | 48" x 24" x 29" | 48 | 24 | 29 | Air | 4.32 | No | 17 | N/A | 208-230/60/1 | 25 | 2 | 23.3 | R449A | 27400 | 58 | 52" x 27" x 35" | 52 | 27 | 35 | 355 | 3 years parts and labor on all components; 5 years parts and labor on the evaporator; 5 years parts on the compressor and condenser | https://portal.scotsman-ice.com/ResourceCenter/Files/GetFile/B5DBAAAE-90BA-4CBE-A882-301B9FBFCE60 | https://portal.scotsman-ice.com/ResourceCenter/Files/GetImage/0C82A5F6-E4E1-45F6-9ACF-6CE32F0C84E4/jpg
MC1848SRX-3 | Modular Cube | MC1848 | Prodigy ELITE® | 00840315406681 | 840315406681 | C1848SR-3, CME1656R, CME1402R, CMS1402R, MC1848SR-3 | Scotsman MC1848SRX-3 Prodigy ELITE® 48" Width, Remote Cooled, Small Cube Ice Machine - Up to 1716 lb. | Scotsman MC1848SRX-3 Prodigy ELITE® 48" Width, Remote Cooled, Small Cube Ice Machine - Up to 1716 lb. (208-230v/60hz/3ph) | Prodigy ELITE® Ice Maker, cube style, air-cooled, no condenser (remote), production capacity up to 1716 lb/24 hours at 70°/50° (1418 lb AHRI certified at 90°/70°), small cube size, ICELINQ® mobile app, Bluetooth® connectivIty, preservation mode, external bin full indicator, AutoAlert™ indicating lights, WaterSense adjustable purge control, one-touch cleaning, harvest assist, unit specific QR code, stainless steel finish, AgION™ antimicrobial protection, 208-230v/60/3-ph, 17.0 amps, cULus, NSF, engineered and assembled in USA | 1418 | 1716 | Small Cube | Small Cube: Versatile, crystal-clear ice form with optimal displacement | 48" x 24" x 29" | 48 | 24 | 29 | Remote | 4.54 | No | 18 | N/A | 208-230/60/3 | 30 | 3 | 17 | R449A | 27400 | 256 | 52" x 27" x 35" | 52 | 27 | 35 | 355 | 3 years parts and labor on all components; 5 years parts and labor on the evaporator; 5 years parts on the compressor and condenser | https://portal.scotsman-ice.com/ResourceCenter/Files/GetFile/B5DBAAAE-90BA-4CBE-A882-301B9FBFCE60 | https://portal.scotsman-ice.com/ResourceCenter/Files/GetImage/000ADE1E-8772-4B0C-A068-1BA27802CFF0/jpg
MC1848SRX-32 | Modular Cube | MC1848 | Prodigy ELITE® | 00840315406674 | 840315406674 | C1848SR-32, CME1656R, CME1402R, CMS1402R, MC1848SR-32 | Scotsman MC1848SRX-32 Prodigy ELITE® 48" Width, Remote Cooled, Small Cube Ice Machine - Up to 1716 lb. | Scotsman MC1848SRX-32 Prodigy ELITE® 48" Width, Remote Cooled, Small Cube Ice Machine - Up to 1716 lb. (208-230v/60hz/1ph) | Prodigy ELITE® Ice Maker, cube style, air-cooled, no condenser (remote), production capacity up to 1716 lb/24 hours at 70°/50° (1418 lb AHRI certified at 90°/70°), small cube size, ICELINQ® mobile app, Bluetooth® connectivIty, preservation mode, external bin full indicator, AutoAlert™ indicating lights, WaterSense adjustable purge control, one-touch cleaning, harvest assist, unit specific QR code, stainless steel finish, AgION™ antimicrobial protection, 208-230v/60/1-ph, 26.0amps, cULus, NSF, engineered and assembled in USA | 1418 | 1716 | Small Cube | Small Cube: Versatile, crystal-clear ice form with optimal displacement | 48" x 24" x 29" | 48 | 24 | 29 | Remote | 4.54 | No | 18 | N/A | 208-230/60/1 | 30 | 2 | 26 | R449A | 27400 | 256 | 52" x 27" x 35" | 52 | 27 | 35 | 355 | 3 years parts and labor on all components; 5 years parts and labor on the evaporator; 5 years parts on the compressor and condenser | https://portal.scotsman-ice.com/ResourceCenter/Files/GetFile/B5DBAAAE-90BA-4CBE-A882-301B9FBFCE60 | https://portal.scotsman-ice.com/ResourceCenter/Files/GetImage/000ADE1E-8772-4B0C-A068-1BA27802CFF0/jpg
MC1848SWX-32 | Modular Cube | MC1848 | Prodigy ELITE® | 00840315406636 | 840315406636 | C1848SW-32, CME1856W, MC1848SW-32 | Scotsman MC1848SWX-32 Prodigy ELITE® 48" Width, Water Cooled, Small Cube Ice Machine - Up to 1874 lb. | Scotsman MC1848SWX-32 Prodigy ELITE® 48" Width, Water Cooled, Small Cube Ice Machine - Up to 1874 lb. (208-230v/60hz/1ph) | Prodigy ELITE® Ice Maker, cube style, water-cooled, self-contained condenser, production capacity up to 1874 lb/24 hours at 70°/50° (1472 lb AHRI certified at 90°/70°), small cube size, ICELINQ® mobile app, Bluetooth® connectivIty, preservation mode, external bin full indicator, AutoAlert™ indicating lights, WaterSense adjustable purge control, one-touch cleaning, harvest assist, unit specific QR code, stainless steel finish, AgION™ antimicrobial protection, 208-230v/60/1-ph, 23.8 amps, cULus, NSF, engineered and assembled in USA | 1472 | 1874 | Small Cube | Small Cube: Versatile, crystal-clear ice form with optimal displacement | 48" x 24" x 29" | 48 | 24 | 29 | Water | 3.69 | No | 18 | 152 | 208-230/60/1 | 30 | 2 | 23.8 | R449A | 27400 | 64 | 52" x 27" x 35" | 52 | 27 | 35 | 355 | 3 years parts and labor on all components; 5 years parts and labor on the evaporator; 5 years parts on the compressor and condenser | https://portal.scotsman-ice.com/ResourceCenter/Files/GetFile/B5DBAAAE-90BA-4CBE-A882-301B9FBFCE60 | https://portal.scotsman-ice.com/ResourceCenter/Files/GetImage/000ADE1E-8772-4B0C-A068-1BA27802CFF0/jpg
MC2148MRX-3 | Modular Cube | MC2148 | Prodigy ELITE® | 00840315406711 | 840315406711 | C2148MR-3, CME2006R, MC2148MR-3 | Scotsman MC2148MRX-3 Prodigy ELITE® 48" Width, Remote Cooled, Medium Cube Ice Machine - Up to 1845 lb. | Scotsman MC2148MRX-3 Prodigy ELITE® 48" Width, Remote Cooled, Medium Cube Ice Machine - Up to 1845 lb. (208-230v/60hz/3ph) | Prodigy ELITE® Ice Maker, cube style, air-cooled, no condenser (remote), production capacity up to 1845 lb/24 hours at 70°/50° (1632 lb AHRI certified at 90°/70°), medium cube size, ICELINQ® mobile app, Bluetooth® connectivIty, preservation mode, external bin full indicator, AutoAlert™ indicating lights, WaterSense adjustable purge control, one-touch cleaning, harvest assist, unit specific QR code, stainless steel finish, AgION™ antimicrobial protection, 208-230v/60/3-ph, 21.0 amps, cULus, NSF, engineered and assembled in USA | 1632 | 1845 | Medium Cube | Medium Cube: Crystal-clear ice form with broad applications | 48" x 24" x 29" | 48 | 24 | 29 | Remote | 4.56 | No | 18 | N/A | 208-230/60/3 | 30 | 3 | 21 | R449A | 31600 | 256 | 52" x 27" x 35" | 52 | 27 | 35 | 370 | 3 years parts and labor on all components; 5 years parts and labor on the evaporator; 5 years parts on the compressor and condenser | https://portal.scotsman-ice.com/ResourceCenter/Files/GetFile/DD5EB3F0-639A-4BA2-B9C7-FF73B024E928 | https://portal.scotsman-ice.com/ResourceCenter/Files/GetImage/000ADE1E-8772-4B0C-A068-1BA27802CFF0/jpg
MC2148MRX-32 | Modular Cube | MC2148 | Prodigy ELITE® | 00840315406704 | 840315406704 | C2148MR-32, CME2006R, MC2148MR-32 | Scotsman MC2148MRX-32 Prodigy ELITE® 48" Width, Remote Cooled, Medium Cube Ice Machine - Up to 1845 lb. | Scotsman MC2148MRX-32 Prodigy ELITE® 48" Width, Remote Cooled, Medium Cube Ice Machine - Up to 1845 lb. (208-230v/60hz/1ph) | Prodigy ELITE® Ice Maker, cube style, air-cooled, no condenser (remote), production capacity up to 1845 lb/24 hours at 70°/50° (1632 lb AHRI certified at 90°/70°), medium cube size, ICELINQ® mobile app, Bluetooth® connectivIty, preservation mode, external bin full indicator, AutoAlert™ indicating lights, WaterSense adjustable purge control, one-touch cleaning, harvest assist, unit specific QR code, stainless steel finish, AgION™ antimicrobial protection, 208-230v/60/1-ph, 33.4 amps, cULus, NSF, engineered and assembled in USA | 1632 | 1845 | Medium Cube | Medium Cube: Crystal-clear ice form with broad applications | 48" x 24" x 29" | 48 | 24 | 29 | Remote | 4.56 | No | 18 | N/A | 208-230/60/1 | 50 | 2 | 33.4 | R449A | 31600 | 256 | 52" x 27" x 35" | 52 | 27 | 35 | 370 | 3 years parts and labor on all components; 5 years parts and labor on the evaporator; 5 years parts on the compressor and condenser | https://portal.scotsman-ice.com/ResourceCenter/Files/GetFile/DD5EB3F0-639A-4BA2-B9C7-FF73B024E928 | https://portal.scotsman-ice.com/ResourceCenter/Files/GetImage/000ADE1E-8772-4B0C-A068-1BA27802CFF0/jpg
MC2148SRX-3 | Modular Cube | MC2148 | Prodigy ELITE® | 00840315406735 | 840315406735 | C2148SR-3, CME2006R, MC2148SR-3 | Scotsman MC2148SRX-3 Prodigy ELITE® 48" Width, Remote Cooled, Small Cube Ice Machine - Up to 1845 lb. | Scotsman MC2148SRX-3 Prodigy ELITE® 48" Width, Remote Cooled, Small Cube Ice Machine - Up to 1845 lb. (208-230v/60hz/3ph) | Prodigy ELITE® Ice Maker, cube style, air-cooled, no condenser (remote), production capacity up to 1845 lb/24 hours at 70°/50° (1632 lb AHRI certified at 90°/70°), small cube size, ICELINQ® mobile app, Bluetooth® connectivIty, preservation mode, external bin full indicator, AutoAlert™ indicating lights, WaterSense adjustable purge control, one-touch cleaning, harvest assist, unit specific QR code, stainless steel finish, AgION™ antimicrobial protection, 208-230v/60/3-ph, 21.0 amps, cULus, NSF, engineered and assembled in USA | 1632 | 1845 | Small Cube | Small Cube: Versatile, crystal-clear ice form with optimal displacement | 48" x 24" x 29" | 48 | 24 | 29 | Remote | 4.56 | No | 18 | N/A | 208-230/60/3 | 30 | 3 | 21 | R449A | 31600 | 256 | 52" x 27" x 35" | 52 | 27 | 35 | 370 | 3 years parts and labor on all components; 5 years parts and labor on the evaporator; 5 years parts on the compressor and condenser | https://portal.scotsman-ice.com/ResourceCenter/Files/GetFile/DD5EB3F0-639A-4BA2-B9C7-FF73B024E928 | https://portal.scotsman-ice.com/ResourceCenter/Files/GetImage/000ADE1E-8772-4B0C-A068-1BA27802CFF0/jpg
MC2148SRX-32 | Modular Cube | MC2148 | Prodigy ELITE® | 00840315406728 | 840315406728 | C2148SR-32, CME2006R, MC2148SR-32 | Scotsman MC2148SRX-32 Prodigy ELITE® 48" Width, Remote Cooled, Small Cube Ice Machine - Up to 1845 lb. | Scotsman MC2148SRX-32 Prodigy ELITE® 48" Width, Remote Cooled, Small Cube Ice Machine - Up to 1845 lb. (208-230v/60hz/1ph) | Prodigy ELITE® Ice Maker, cube style, air-cooled, no condenser (remote), production capacity up to 1845 lb/24 hours at 70°/50° (1632 lb AHRI certified at 90°/70°), small cube size, ICELINQ® mobile app, Bluetooth® connectivIty, preservation mode, external bin full indicator, AutoAlert™ indicating lights, WaterSense adjustable purge control, one-touch cleaning, harvest assist, unit specific QR code, stainless steel finish, AgION™ antimicrobial protection, 208-230v/60/1-ph, 33.4 amps, cULus, NSF, engineered and assembled in USA | 1632 | 1845 | Small Cube | Small Cube: Versatile, crystal-clear ice form with optimal displacement | 48" x 24" x 29" | 48 | 24 | 29 | Remote | 4.56 | No | 18 | N/A | 208-230/60/1 | 50 | 2 | 33.4 | R449A | 31600 | 256 | 52" x 27" x 35" | 52 | 27 | 35 | 370 | 3 years parts and labor on all components; 5 years parts and labor on the evaporator; 5 years parts on the compressor and condenser | https://portal.scotsman-ice.com/ResourceCenter/Files/GetFile/DD5EB3F0-639A-4BA2-B9C7-FF73B024E928 | https://portal.scotsman-ice.com/ResourceCenter/Files/GetImage/000ADE1E-8772-4B0C-A068-1BA27802CFF0/jpg
MC2648MRX-3 | Modular Cube | MC2648 | Prodigy ELITE® | 00840315406759 | 840315406759 | C2648MR-3, MC2648MR-3 | Scotsman MC2648MRX-3 Prodigy ELITE® 48" Width, Remote Cooled, Medium Cube Ice Machine - Up to 2315 lb. | Scotsman MC2648MRX-3 Prodigy ELITE® 48" Width, Remote Cooled, Medium Cube Ice Machine - Up to 2315 lb. (208-230v/60hz/3ph) | Prodigy ELITE® Ice Maker, cube style, air-cooled, remote condenser, production capacity up to 2315 lb/24 hours at 70°/50° (2047 lb AHRI certified at 90°/70°), medium cube size, ICELINQ® mobile app, Bluetooth® connectivIty, preservation mode, external bin full indicator, AutoAlert™ indicating lights, WaterSense adjustable purge control, one-touch cleaning, harvest assist, unit specific QR code, stainless steel finish, AgION™ antimicrobial protection, 208-230v/60/3-ph, 22.1 amps, cULus, NSF, engineered and assembled in USA | 2047 | 2315 | Medium Cube | Medium Cube: Crystal-clear ice form with broad applications | 48" x 29" x 34" | 48 | 29 | 34 | Remote | 4.26 | No | 18 | N/A | 208-230/60/3 | 30 | 3 | 22.1 | R449A | 31600 | 272 | 54" x 33" x 40" | 54 | 33 | 40 | 430 | 3 years parts and labor on all components; 5 years parts and labor on the evaporator; 5 years parts on the compressor and condenser | https://portal.scotsman-ice.com/ResourceCenter/Files/GetFile/661A912B-7FB6-45A3-AF1A-075BAE9097A7 | https://portal.scotsman-ice.com/ResourceCenter/Files/GetImage/E6ABE232-CF74-4192-8431-CBCCC694AA82/jpg
MC2648SRX-3 | Modular Cube | MC2648 | Prodigy ELITE® | 00840315406766 | 840315406766 | C2648SR-3, MC2648SR-3 | Scotsman MC2648SRX-3 Prodigy ELITE® 48" Width, Remote Cooled, Small Cube Ice Machine - Up to 2315 lb. | Scotsman MC2648SRX-3 Prodigy ELITE® 48" Width, Remote Cooled, Small Cube Ice Machine - Up to 2315 lb. (208-230v/60hz/3ph) | Prodigy ELITE® Ice Maker, cube style, air-cooled, remote condenser, production capacity up to 2315 lb/24 hours at 70°/50° (2047 lb AHRI certified at 90°/70°), small cube size, ICELINQ® mobile app, Bluetooth® connectivIty, preservation mode, external bin full indicator, AutoAlert™ indicating lights, WaterSense adjustable purge control, one-touch cleaning, harvest assist, unit specific QR code, stainless steel finish, AgION™ antimicrobial protection, 208-230v/60/3-ph, 22.1 amps, cULus, NSF, engineered and assembled in USA | 2047 | 2315 | Small Cube | Small Cube: Versatile, crystal-clear ice form with optimal displacement | 48" x 29" x 34" | 48 | 29 | 34 | Remote | 4.26 | No | 18 | N/A | 208-230/60/3 | 30 | 3 | 22.1 | R449A | 31600 | 272 | 54" x 33" x 40" | 54 | 33 | 40 | 430 | 3 years parts and labor on all components; 5 years parts and labor on the evaporator; 5 years parts on the compressor and condenser | https://portal.scotsman-ice.com/ResourceCenter/Files/GetFile/661A912B-7FB6-45A3-AF1A-075BAE9097A7 | https://portal.scotsman-ice.com/ResourceCenter/Files/GetImage/E6ABE232-CF74-4192-8431-CBCCC694AA82/jpg

## Specification Sheets
Model Number | Sales Literature
| Specification Sheet | Specification Sheet URL (Auto-Updating Link: Will NOT Break)
MC1448MAX-3 | SIS-SS-PE-MC1448_0826.PDF | https://portal.scotsman-ice.com/ResourceCenter/Files/GetFile/1B409D4C-C19F-418C-9347-D45C06E1A71D
MC1448MAX-32 | SIS-SS-PE-MC1448_0826.PDF | https://portal.scotsman-ice.com/ResourceCenter/Files/GetFile/1B409D4C-C19F-418C-9347-D45C06E1A71D
MC1448MRX-3 | SIS-SS-PE-MC1448_0826.PDF | https://portal.scotsman-ice.com/ResourceCenter/Files/GetFile/1B409D4C-C19F-418C-9347-D45C06E1A71D
MC1448MRX-32 | SIS-SS-PE-MC1448_0826.PDF | https://portal.scotsman-ice.com/ResourceCenter/Files/GetFile/1B409D4C-C19F-418C-9347-D45C06E1A71D
MC1448MWX-3 | SIS-SS-PE-MC1448_0826.PDF | https://portal.scotsman-ice.com/ResourceCenter/Files/GetFile/1B409D4C-C19F-418C-9347-D45C06E1A71D
MC1448MWX-32 | SIS-SS-PE-MC1448_0826.PDF | https://portal.scotsman-ice.com/ResourceCenter/Files/GetFile/1B409D4C-C19F-418C-9347-D45C06E1A71D
MC1448SAX-3 | SIS-SS-PE-MC1448_0826.PDF | https://portal.scotsman-ice.com/ResourceCenter/Files/GetFile/1B409D4C-C19F-418C-9347-D45C06E1A71D
MC1448SAX-32 | SIS-SS-PE-MC1448_0826.PDF | https://portal.scotsman-ice.com/ResourceCenter/Files/GetFile/1B409D4C-C19F-418C-9347-D45C06E1A71D
MC1448SRX-3 | SIS-SS-PE-MC1448_0826.PDF | https://portal.scotsman-ice.com/ResourceCenter/Files/GetFile/1B409D4C-C19F-418C-9347-D45C06E1A71D
MC1448SRX-32 | SIS-SS-PE-MC1448_0826.PDF | https://portal.scotsman-ice.com/ResourceCenter/Files/GetFile/1B409D4C-C19F-418C-9347-D45C06E1A71D
MC1448SWX-3 | SIS-SS-PE-MC1448_0826.PDF | https://portal.scotsman-ice.com/ResourceCenter/Files/GetFile/1B409D4C-C19F-418C-9347-D45C06E1A71D
MC1448SWX-32 | SIS-SS-PE-MC1448_0826.PDF | https://portal.scotsman-ice.com/ResourceCenter/Files/GetFile/1B409D4C-C19F-418C-9347-D45C06E1A71D
MC1848MAX-32 | SIS-SS-PE-MC1848_0826.PDF | https://portal.scotsman-ice.com/ResourceCenter/Files/GetFile/B5DBAAAE-90BA-4CBE-A882-301B9FBFCE60
MC1848MRX-3 | SIS-SS-PE-MC1848_0826.PDF | https://portal.scotsman-ice.com/ResourceCenter/Files/GetFile/B5DBAAAE-90BA-4CBE-A882-301B9FBFCE60
MC1848MRX-32 | SIS-SS-PE-MC1848_0826.PDF | https://portal.scotsman-ice.com/ResourceCenter/Files/GetFile/B5DBAAAE-90BA-4CBE-A882-301B9FBFCE60
MC1848MWX-32 | SIS-SS-PE-MC1848_0826.PDF | https://portal.scotsman-ice.com/ResourceCenter/Files/GetFile/B5DBAAAE-90BA-4CBE-A882-301B9FBFCE60
MC1848SAX-32 | SIS-SS-PE-MC1848_0826.PDF | https://portal.scotsman-ice.com/ResourceCenter/Files/GetFile/B5DBAAAE-90BA-4CBE-A882-301B9FBFCE60
MC1848SRX-3 | SIS-SS-PE-MC1848_0826.PDF | https://portal.scotsman-ice.com/ResourceCenter/Files/GetFile/B5DBAAAE-90BA-4CBE-A882-301B9FBFCE60
MC1848SRX-32 | SIS-SS-PE-MC1848_0826.PDF | https://portal.scotsman-ice.com/ResourceCenter/Files/GetFile/B5DBAAAE-90BA-4CBE-A882-301B9FBFCE60
MC1848SWX-32 | SIS-SS-PE-MC1848_0826.PDF | https://portal.scotsman-ice.com/ResourceCenter/Files/GetFile/B5DBAAAE-90BA-4CBE-A882-301B9FBFCE60
MC2148MRX-3 | SIS-SS-PE-MC2148_0826.PDF | https://portal.scotsman-ice.com/ResourceCenter/Files/GetFile/DD5EB3F0-639A-4BA2-B9C7-FF73B024E928
MC2148MRX-32 | SIS-SS-PE-MC2148_0826.PDF | https://portal.scotsman-ice.com/ResourceCenter/Files/GetFile/DD5EB3F0-639A-4BA2-B9C7-FF73B024E928
MC2148SRX-3 | SIS-SS-PE-MC2148_0826.PDF | https://portal.scotsman-ice.com/ResourceCenter/Files/GetFile/DD5EB3F0-639A-4BA2-B9C7-FF73B024E928
MC2148SRX-32 | SIS-SS-PE-MC2148_0826.PDF | https://portal.scotsman-ice.com/ResourceCenter/Files/GetFile/DD5EB3F0-639A-4BA2-B9C7-FF73B024E928
MC2648MRX-3 | SIS-SS-PE-MC2648_0826.PDF | https://portal.scotsman-ice.com/ResourceCenter/Files/GetFile/661A912B-7FB6-45A3-AF1A-075BAE9097A7
MC2648SRX-3 | SIS-SS-PE-MC2648_0826.PDF | https://portal.scotsman-ice.com/ResourceCenter/Files/GetFile/661A912B-7FB6-45A3-AF1A-075BAE9097A7

## Product Copy
Model Number | Features & Benefits | [18 empty] | Certifications | [5 empty] | Warranty Information
| #1 Bullet | #2 Bullet | #3 Bullet | #4 Bullet | #5 Bullet | #6 Bullet | #7 Bullet | #8 Bullet | #9 Bullet | #10 Bullet | #11 Bullet | #12 Bullet | #13 Bullet | #14 Bullet | #15 Bullet | #16 Bullet | #17 Bullet | #18 Bullet | #19 Bullet | #1 | #2 | #3 | #4 | #5 | #6 | #1 | #2 | #3 | #4
MC1448MAX-3 | Integrated ICELINQ® mobile app provides real-time diagnostics, effortless settings adjustments, guided cleanings, and unit-specific information for convenient maintenance | ICELINQ® mobile app makes the cleaning process more efficient and thorough with an interactive, step-by-step guide | Use ICELINQ® mobile app to troubleshoot in real-time while referencing error, cleaning, and settings history to maximize uptime | Upgraded ice thickness and water sensor design enhances cleanability and amplifies durability | Preservation mode maximizes uptime and notifies users of potential issues | Enhanced AutoAlert™ external panel features a bin full indicator light, and displays other relevant machine status for better visibility | Removable, external air filters speed up cleaning process and reduce unit footprint | WaterSense adaptive purge optimizes water consumption, keeping the machine cleaner and operating more efficiently | Medium Cube: Crystal-clear ice form with broad applications | ENERGY STAR® Certified: Environmentally friendly while saving operators money | Unit specific QR code for quick access to service manuals, cleaning guides and warranty history | Operational footprint among the industry’s smallest | Bluetooth® wireless technology allows for easy pairing with ICELINQ® mobile app to access machine without removing panels | One-touch cleaning reduces labor costs and saves time | Antimicrobial protection guards internal surfaces between cleanings | Designed, engineered, and assembled in USA | 100% of units are quality checked before leaving Scotsman's ISO 9001:2015 certified plant in Fairfax, South Carolina | Optional XSafe™ Sanitation System (XR-30) helps to improve food safety and machine performance, while reducing cleaning costs | Optional adjustable ice level control accessories available | NSF | AHRI | UL | Designed, Engineered, Assembled in USA | Bluetooth® Enabled Product | ENERGY STAR® Certified | 3 years parts and labor on all components; 5 years parts and labor on the evaporator; 5 years parts on the compressor and condenser | Warranty valid in North, South & Central America for commercial installations | Contact factory for warranty in other regions | Residential Applications: 1 year parts and labor
MC1448MAX-32 | Integrated ICELINQ® mobile app provides real-time diagnostics, effortless settings adjustments, guided cleanings, and unit-specific information for convenient maintenance | ICELINQ® mobile app makes the cleaning process more efficient and thorough with an interactive, step-by-step guide | Use ICELINQ® mobile app to troubleshoot in real-time while referencing error, cleaning, and settings history to maximize uptime | Upgraded ice thickness and water sensor design enhances cleanability and amplifies durability | Preservation mode maximizes uptime and notifies users of potential issues | Enhanced AutoAlert™ external panel features a bin full indicator light, and displays other relevant machine status for better visibility | Removable, external air filters speed up cleaning process and reduce unit footprint | WaterSense adaptive purge optimizes water consumption, keeping the machine cleaner and operating more efficiently | Medium Cube: Crystal-clear ice form with broad applications | ENERGY STAR® Certified: Environmentally friendly while saving operators money | Unit specific QR code for quick access to service manuals, cleaning guides and warranty history | Operational footprint among the industry’s smallest | Bluetooth® wireless technology allows for easy pairing with ICELINQ® mobile app to access machine without removing panels | One-touch cleaning reduces labor costs and saves time | Antimicrobial protection guards internal surfaces between cleanings | Designed, engineered, and assembled in USA | 100% of units are quality checked before leaving Scotsman's ISO 9001:2015 certified plant in Fairfax, South Carolina | Optional XSafe™ Sanitation System (XR-30) helps to improve food safety and machine performance, while reducing cleaning costs | Optional adjustable ice level control accessories available | NSF | AHRI | UL | Designed, Engineered, Assembled in USA | Bluetooth® Enabled Product | ENERGY STAR® Certified | 3 years parts and labor on all components; 5 years parts and labor on the evaporator; 5 years parts on the compressor and condenser | Warranty valid in North, South & Central America for commercial installations | Contact factory for warranty in other regions | Residential Applications: 1 year parts and labor
MC1448MRX-3 | Integrated ICELINQ® mobile app provides real-time diagnostics, effortless settings adjustments, guided cleanings, and unit-specific information for convenient maintenance | ICELINQ® mobile app makes the cleaning process more efficient and thorough with an interactive, step-by-step guide | Use ICELINQ® mobile app to troubleshoot in real-time while referencing error, cleaning, and settings history to maximize uptime | Upgraded ice thickness and water sensor design enhances cleanability and amplifies durability | Preservation mode maximizes uptime and notifies users of potential issues | Enhanced AutoAlert™ external panel features a bin full indicator light, and displays other relevant machine status for better visibility | WaterSense adaptive purge optimizes water consumption, keeping the machine cleaner and operating more efficiently | Medium Cube: Crystal-clear ice form with broad applications | Unit specific QR code for quick access to service manuals, cleaning guides and warranty history | Operational footprint among the industry’s smallest | Bluetooth® wireless technology allows for easy pairing with ICELINQ® mobile app to access machine without removing panels | One-touch cleaning reduces labor costs and saves time | Antimicrobial protection guards internal surfaces between cleanings | Designed, engineered, and assembled in USA | 100% of units are quality checked before leaving Scotsman's ISO 9001:2015 certified plant in Fairfax, South Carolina | Optional XSafe™ Sanitation System (XR-30) helps to improve food safety and machine performance, while reducing cleaning costs | Optional adjustable ice level control accessories available |  |  | NSF | AHRI | UL | Designed, Engineered, Assembled in USA | Bluetooth® Enabled Product |  | 3 years parts and labor on all components; 5 years parts and labor on the evaporator; 5 years parts on the compressor and condenser | Warranty valid in North, South & Central America for commercial installations | Contact factory for warranty in other regions | Residential Applications: 1 year parts and labor
MC1448MRX-32 | Integrated ICELINQ® mobile app provides real-time diagnostics, effortless settings adjustments, guided cleanings, and unit-specific information for convenient maintenance | ICELINQ® mobile app makes the cleaning process more efficient and thorough with an interactive, step-by-step guide | Use ICELINQ® mobile app to troubleshoot in real-time while referencing error, cleaning, and settings history to maximize uptime | Upgraded ice thickness and water sensor design enhances cleanability and amplifies durability | Preservation mode maximizes uptime and notifies users of potential issues | Enhanced AutoAlert™ external panel features a bin full indicator light, and displays other relevant machine status for better visibility | WaterSense adaptive purge optimizes water consumption, keeping the machine cleaner and operating more efficiently | Medium Cube: Crystal-clear ice form with broad applications | Unit specific QR code for quick access to service manuals, cleaning guides and warranty history | Operational footprint among the industry’s smallest | Bluetooth® wireless technology allows for easy pairing with ICELINQ® mobile app to access machine without removing panels | One-touch cleaning reduces labor costs and saves time | Antimicrobial protection guards internal surfaces between cleanings | Designed, engineered, and assembled in USA | 100% of units are quality checked before leaving Scotsman's ISO 9001:2015 certified plant in Fairfax, South Carolina | Optional XSafe™ Sanitation System (XR-30) helps to improve food safety and machine performance, while reducing cleaning costs | Optional adjustable ice level control accessories available |  |  | NSF | AHRI | UL | Designed, Engineered, Assembled in USA | Bluetooth® Enabled Product |  | 3 years parts and labor on all components; 5 years parts and labor on the evaporator; 5 years parts on the compressor and condenser | Warranty valid in North, South & Central America for commercial installations | Contact factory for warranty in other regions | Residential Applications: 1 year parts and labor
MC1448MWX-3 | Integrated ICELINQ® mobile app provides real-time diagnostics, effortless settings adjustments, guided cleanings, and unit-specific information for convenient maintenance | ICELINQ® mobile app makes the cleaning process more efficient and thorough with an interactive, step-by-step guide | Use ICELINQ® mobile app to troubleshoot in real-time while referencing error, cleaning, and settings history to maximize uptime | Upgraded ice thickness and water sensor design enhances cleanability and amplifies durability | Preservation mode maximizes uptime and notifies users of potential issues | Enhanced AutoAlert™ external panel features a bin full indicator light, and displays other relevant machine status for better visibility | WaterSense adaptive purge optimizes water consumption, keeping the machine cleaner and operating more efficiently | Medium Cube: Crystal-clear ice form with broad applications | Unit specific QR code for quick access to service manuals, cleaning guides and warranty history | Operational footprint among the industry’s smallest | Bluetooth® wireless technology allows for easy pairing with ICELINQ® mobile app to access machine without removing panels | One-touch cleaning reduces labor costs and saves time | Antimicrobial protection guards internal surfaces between cleanings | Designed, engineered, and assembled in USA | 100% of units are quality checked before leaving Scotsman's ISO 9001:2015 certified plant in Fairfax, South Carolina | Optional XSafe™ Sanitation System (XR-30) helps to improve food safety and machine performance, while reducing cleaning costs | Optional adjustable ice level control accessories available |  |  | NSF | AHRI | UL | Designed, Engineered, Assembled in USA | Bluetooth® Enabled Product |  | 3 years parts and labor on all components; 5 years parts and labor on the evaporator; 5 years parts on the compressor and condenser | Warranty valid in North, South & Central America for commercial installations | Contact factory for warranty in other regions | Residential Applications: 1 year parts and labor
MC1448MWX-32 | Integrated ICELINQ® mobile app provides real-time diagnostics, effortless settings adjustments, guided cleanings, and unit-specific information for convenient maintenance | ICELINQ® mobile app makes the cleaning process more efficient and thorough with an interactive, step-by-step guide | Use ICELINQ® mobile app to troubleshoot in real-time while referencing error, cleaning, and settings history to maximize uptime | Upgraded ice thickness and water sensor design enhances cleanability and amplifies durability | Preservation mode maximizes uptime and notifies users of potential issues | Enhanced AutoAlert™ external panel features a bin full indicator light, and displays other relevant machine status for better visibility | WaterSense adaptive purge optimizes water consumption, keeping the machine cleaner and operating more efficiently | Medium Cube: Crystal-clear ice form with broad applications | Unit specific QR code for quick access to service manuals, cleaning guides and warranty history | Operational footprint among the industry’s smallest | Bluetooth® wireless technology allows for easy pairing with ICELINQ® mobile app to access machine without removing panels | One-touch cleaning reduces labor costs and saves time | Antimicrobial protection guards internal surfaces between cleanings | Designed, engineered, and assembled in USA | 100% of units are quality checked before leaving Scotsman's ISO 9001:2015 certified plant in Fairfax, South Carolina | Optional XSafe™ Sanitation System (XR-30) helps to improve food safety and machine performance, while reducing cleaning costs | Optional adjustable ice level control accessories available |  |  | NSF | AHRI | UL | Designed, Engineered, Assembled in USA | Bluetooth® Enabled Product |  | 3 years parts and labor on all components; 5 years parts and labor on the evaporator; 5 years parts on the compressor and condenser | Warranty valid in North, South & Central America for commercial installations | Contact factory for warranty in other regions | Residential Applications: 1 year parts and labor
MC1448SAX-3 | Integrated ICELINQ® mobile app provides real-time diagnostics, effortless settings adjustments, guided cleanings, and unit-specific information for convenient maintenance | ICELINQ® mobile app makes the cleaning process more efficient and thorough with an interactive, step-by-step guide | Use ICELINQ® mobile app to troubleshoot in real-time while referencing error, cleaning, and settings history to maximize uptime | Upgraded ice thickness and water sensor design enhances cleanability and amplifies durability | Preservation mode maximizes uptime and notifies users of potential issues | Enhanced AutoAlert™ external panel features a bin full indicator light, and displays other relevant machine status for better visibility | Removable, external air filters speed up cleaning process and reduce unit footprint | WaterSense adaptive purge optimizes water consumption, keeping the machine cleaner and operating more efficiently | Small Cube: Versatile, crystal-clear ice form with optimal displacement | ENERGY STAR® Certified: Environmentally friendly while saving operators money | Unit specific QR code for quick access to service manuals, cleaning guides and warranty history | Operational footprint among the industry’s smallest | Bluetooth® wireless technology allows for easy pairing with ICELINQ® mobile app to access machine without removing panels | One-touch cleaning reduces labor costs and saves time | Antimicrobial protection guards internal surfaces between cleanings | Designed, engineered, and assembled in USA | 100% of units are quality checked before leaving Scotsman's ISO 9001:2015 certified plant in Fairfax, South Carolina | Optional XSafe™ Sanitation System (XR-30) helps to improve food safety and machine performance, while reducing cleaning costs | Optional adjustable ice level control accessories available | NSF | AHRI | UL | Designed, Engineered, Assembled in USA | Bluetooth® Enabled Product | ENERGY STAR® Certified | 3 years parts and labor on all components; 5 years parts and labor on the evaporator; 5 years parts on the compressor and condenser | Warranty valid in North, South & Central America for commercial installations | Contact factory for warranty in other regions | Residential Applications: 1 year parts and labor
MC1448SAX-32 | Integrated ICELINQ® mobile app provides real-time diagnostics, effortless settings adjustments, guided cleanings, and unit-specific information for convenient maintenance | ICELINQ® mobile app makes the cleaning process more efficient and thorough with an interactive, step-by-step guide | Use ICELINQ® mobile app to troubleshoot in real-time while referencing error, cleaning, and settings history to maximize uptime | Upgraded ice thickness and water sensor design enhances cleanability and amplifies durability | Preservation mode maximizes uptime and notifies users of potential issues | Enhanced AutoAlert™ external panel features a bin full indicator light, and displays other relevant machine status for better visibility | Removable, external air filters speed up cleaning process and reduce unit footprint | WaterSense adaptive purge optimizes water consumption, keeping the machine cleaner and operating more efficiently | Small Cube: Versatile, crystal-clear ice form with optimal displacement | ENERGY STAR® Certified: Environmentally friendly while saving operators money | Unit specific QR code for quick access to service manuals, cleaning guides and warranty history | Operational footprint among the industry’s smallest | Bluetooth® wireless technology allows for easy pairing with ICELINQ® mobile app to access machine without removing panels | One-touch cleaning reduces labor costs and saves time | Antimicrobial protection guards internal surfaces between cleanings | Designed, engineered, and assembled in USA | 100% of units are quality checked before leaving Scotsman's ISO 9001:2015 certified plant in Fairfax, South Carolina | Optional XSafe™ Sanitation System (XR-30) helps to improve food safety and machine performance, while reducing cleaning costs | Optional adjustable ice level control accessories available | NSF | AHRI | UL | Designed, Engineered, Assembled in USA | Bluetooth® Enabled Product | ENERGY STAR® Certified | 3 years parts and labor on all components; 5 years parts and labor on the evaporator; 5 years parts on the compressor and condenser | Warranty valid in North, South & Central America for commercial installations | Contact factory for warranty in other regions | Residential Applications: 1 year parts and labor
MC1448SRX-3 | Integrated ICELINQ® mobile app provides real-time diagnostics, effortless settings adjustments, guided cleanings, and unit-specific information for convenient maintenance | ICELINQ® mobile app makes the cleaning process more efficient and thorough with an interactive, step-by-step guide | Use ICELINQ® mobile app to troubleshoot in real-time while referencing error, cleaning, and settings history to maximize uptime | Upgraded ice thickness and water sensor design enhances cleanability and amplifies durability | Preservation mode maximizes uptime and notifies users of potential issues | Enhanced AutoAlert™ external panel features a bin full indicator light, and displays other relevant machine status for better visibility | WaterSense adaptive purge optimizes water consumption, keeping the machine cleaner and operating more efficiently | Small Cube: Versatile, crystal-clear ice form with optimal displacement | Unit specific QR code for quick access to service manuals, cleaning guides and warranty history | Operational footprint among the industry’s smallest | Bluetooth® wireless technology allows for easy pairing with ICELINQ® mobile app to access machine without removing panels | One-touch cleaning reduces labor costs and saves time | Antimicrobial protection guards internal surfaces between cleanings | Designed, engineered, and assembled in USA | 100% of units are quality checked before leaving Scotsman's ISO 9001:2015 certified plant in Fairfax, South Carolina | Optional XSafe™ Sanitation System (XR-30) helps to improve food safety and machine performance, while reducing cleaning costs | Optional adjustable ice level control accessories available |  |  | NSF | AHRI | UL | Designed, Engineered, Assembled in USA | Bluetooth® Enabled Product |  | 3 years parts and labor on all components; 5 years parts and labor on the evaporator; 5 years parts on the compressor and condenser | Warranty valid in North, South & Central America for commercial installations | Contact factory for warranty in other regions | Residential Applications: 1 year parts and labor
MC1448SRX-32 | Integrated ICELINQ® mobile app provides real-time diagnostics, effortless settings adjustments, guided cleanings, and unit-specific information for convenient maintenance | ICELINQ® mobile app makes the cleaning process more efficient and thorough with an interactive, step-by-step guide | Use ICELINQ® mobile app to troubleshoot in real-time while referencing error, cleaning, and settings history to maximize uptime | Upgraded ice thickness and water sensor design enhances cleanability and amplifies durability | Preservation mode maximizes uptime and notifies users of potential issues | Enhanced AutoAlert™ external panel features a bin full indicator light, and displays other relevant machine status for better visibility | WaterSense adaptive purge optimizes water consumption, keeping the machine cleaner and operating more efficiently | Small Cube: Versatile, crystal-clear ice form with optimal displacement | Unit specific QR code for quick access to service manuals, cleaning guides and warranty history | Operational footprint among the industry’s smallest | Bluetooth® wireless technology allows for easy pairing with ICELINQ® mobile app to access machine without removing panels | One-touch cleaning reduces labor costs and saves time | Antimicrobial protection guards internal surfaces between cleanings | Designed, engineered, and assembled in USA | 100% of units are quality checked before leaving Scotsman's ISO 9001:2015 certified plant in Fairfax, South Carolina | Optional XSafe™ Sanitation System (XR-30) helps to improve food safety and machine performance, while reducing cleaning costs | Optional adjustable ice level control accessories available |  |  | NSF | AHRI | UL | Designed, Engineered, Assembled in USA | Bluetooth® Enabled Product |  | 3 years parts and labor on all components; 5 years parts and labor on the evaporator; 5 years parts on the compressor and condenser | Warranty valid in North, South & Central America for commercial installations | Contact factory for warranty in other regions | Residential Applications: 1 year parts and labor
MC1448SWX-3 | Integrated ICELINQ® mobile app provides real-time diagnostics, effortless settings adjustments, guided cleanings, and unit-specific information for convenient maintenance | ICELINQ® mobile app makes the cleaning process more efficient and thorough with an interactive, step-by-step guide | Use ICELINQ® mobile app to troubleshoot in real-time while referencing error, cleaning, and settings history to maximize uptime | Upgraded ice thickness and water sensor design enhances cleanability and amplifies durability | Preservation mode maximizes uptime and notifies users of potential issues | Enhanced AutoAlert™ external panel features a bin full indicator light, and displays other relevant machine status for better visibility | WaterSense adaptive purge optimizes water consumption, keeping the machine cleaner and operating more efficiently | Small Cube: Versatile, crystal-clear ice form with optimal displacement | Unit specific QR code for quick access to service manuals, cleaning guides and warranty history | Operational footprint among the industry’s smallest | Bluetooth® wireless technology allows for easy pairing with ICELINQ® mobile app to access machine without removing panels | One-touch cleaning reduces labor costs and saves time | Antimicrobial protection guards internal surfaces between cleanings | Designed, engineered, and assembled in USA | 100% of units are quality checked before leaving Scotsman's ISO 9001:2015 certified plant in Fairfax, South Carolina | Optional XSafe™ Sanitation System (XR-30) helps to improve food safety and machine performance, while reducing cleaning costs | Optional adjustable ice level control accessories available |  |  | NSF | AHRI | UL | Designed, Engineered, Assembled in USA | Bluetooth® Enabled Product |  | 3 years parts and labor on all components; 5 years parts and labor on the evaporator; 5 years parts on the compressor and condenser | Warranty valid in North, South & Central America for commercial installations | Contact factory for warranty in other regions | Residential Applications: 1 year parts and labor
MC1448SWX-32 | Integrated ICELINQ® mobile app provides real-time diagnostics, effortless settings adjustments, guided cleanings, and unit-specific information for convenient maintenance | ICELINQ® mobile app makes the cleaning process more efficient and thorough with an interactive, step-by-step guide | Use ICELINQ® mobile app to troubleshoot in real-time while referencing error, cleaning, and settings history to maximize uptime | Upgraded ice thickness and water sensor design enhances cleanability and amplifies durability | Preservation mode maximizes uptime and notifies users of potential issues | Enhanced AutoAlert™ external panel features a bin full indicator light, and displays other relevant machine status for better visibility | WaterSense adaptive purge optimizes water consumption, keeping the machine cleaner and operating more efficiently | Small Cube: Versatile, crystal-clear ice form with optimal displacement | Unit specific QR code for quick access to service manuals, cleaning guides and warranty history | Operational footprint among the industry’s smallest | Bluetooth® wireless technology allows for easy pairing with ICELINQ® mobile app to access machine without removing panels | One-touch cleaning reduces labor costs and saves time | Antimicrobial protection guards internal surfaces between cleanings | Designed, engineered, and assembled in USA | 100% of units are quality checked before leaving Scotsman's ISO 9001:2015 certified plant in Fairfax, South Carolina | Optional XSafe™ Sanitation System (XR-30) helps to improve food safety and machine performance, while reducing cleaning costs | Optional adjustable ice level control accessories available |  |  | NSF | AHRI | UL | Designed, Engineered, Assembled in USA | Bluetooth® Enabled Product |  | 3 years parts and labor on all components; 5 years parts and labor on the evaporator; 5 years parts on the compressor and condenser | Warranty valid in North, South & Central America for commercial installations | Contact factory for warranty in other regions | Residential Applications: 1 year parts and labor
MC1848MAX-32 | Integrated ICELINQ® mobile app provides real-time diagnostics, effortless settings adjustments, guided cleanings, and unit-specific information for convenient maintenance | ICELINQ® mobile app makes the cleaning process more efficient and thorough with an interactive, step-by-step guide | Use ICELINQ® mobile app to troubleshoot in real-time while referencing error, cleaning, and settings history to maximize uptime | Upgraded ice thickness and water sensor design enhances cleanability and amplifies durability | Preservation mode maximizes uptime and notifies users of potential issues | Enhanced AutoAlert™ external panel features a bin full indicator light, and displays other relevant machine status for better visibility | Removable, external air filters speed up cleaning process and reduce unit footprint | WaterSense adaptive purge optimizes water consumption, keeping the machine cleaner and operating more efficiently | Medium Cube: Crystal-clear ice form with broad applications | Unit specific QR code for quick access to service manuals, cleaning guides and warranty history | Operational footprint among the industry’s smallest | Bluetooth® wireless technology allows for easy pairing with ICELINQ® mobile app to access machine without removing panels | One-touch cleaning reduces labor costs and saves time | Antimicrobial protection guards internal surfaces between cleanings | Designed, engineered, and assembled in USA | 100% of units are quality checked before leaving Scotsman's ISO 9001:2015 certified plant in Fairfax, South Carolina | Optional XSafe™ Sanitation System (XR-30) helps to improve food safety and machine performance, while reducing cleaning costs | Optional adjustable ice level control accessories available |  | NSF | AHRI | UL | Designed, Engineered, Assembled in USA | Bluetooth® Enabled Product |  | 3 years parts and labor on all components; 5 years parts and labor on the evaporator; 5 years parts on the compressor and condenser | Warranty valid in North, South & Central America for commercial installations | Contact factory for warranty in other regions | Residential Applications: 1 year parts and labor
MC1848MRX-3 | Integrated ICELINQ® mobile app provides real-time diagnostics, effortless settings adjustments, guided cleanings, and unit-specific information for convenient maintenance | ICELINQ® mobile app makes the cleaning process more efficient and thorough with an interactive, step-by-step guide | Use ICELINQ® mobile app to troubleshoot in real-time while referencing error, cleaning, and settings history to maximize uptime | Upgraded ice thickness and water sensor design enhances cleanability and amplifies durability | Preservation mode maximizes uptime and notifies users of potential issues | Enhanced AutoAlert™ external panel features a bin full indicator light, and displays other relevant machine status for better visibility | WaterSense adaptive purge optimizes water consumption, keeping the machine cleaner and operating more efficiently | Medium Cube: Crystal-clear ice form with broad applications | Unit specific QR code for quick access to service manuals, cleaning guides and warranty history | Operational footprint among the industry’s smallest | Bluetooth® wireless technology allows for easy pairing with ICELINQ® mobile app to access machine without removing panels | One-touch cleaning reduces labor costs and saves time | Antimicrobial protection guards internal surfaces between cleanings | Designed, engineered, and assembled in USA | 100% of units are quality checked before leaving Scotsman's ISO 9001:2015 certified plant in Fairfax, South Carolina | Optional XSafe™ Sanitation System (XR-30) helps to improve food safety and machine performance, while reducing cleaning costs | Optional adjustable ice level control accessories available |  |  | NSF | AHRI | UL | Designed, Engineered, Assembled in USA | Bluetooth® Enabled Product |  | 3 years parts and labor on all components; 5 years parts and labor on the evaporator; 5 years parts on the compressor and condenser | Warranty valid in North, South & Central America for commercial installations | Contact factory for warranty in other regions | Residential Applications: 1 year parts and labor
MC1848MRX-32 | Integrated ICELINQ® mobile app provides real-time diagnostics, effortless settings adjustments, guided cleanings, and unit-specific information for convenient maintenance | ICELINQ® mobile app makes the cleaning process more efficient and thorough with an interactive, step-by-step guide | Use ICELINQ® mobile app to troubleshoot in real-time while referencing error, cleaning, and settings history to maximize uptime | Upgraded ice thickness and water sensor design enhances cleanability and amplifies durability | Preservation mode maximizes uptime and notifies users of potential issues | Enhanced AutoAlert™ external panel features a bin full indicator light, and displays other relevant machine status for better visibility | WaterSense adaptive purge optimizes water consumption, keeping the machine cleaner and operating more efficiently | Medium Cube: Crystal-clear ice form with broad applications | Unit specific QR code for quick access to service manuals, cleaning guides and warranty history | Operational footprint among the industry’s smallest | Bluetooth® wireless technology allows for easy pairing with ICELINQ® mobile app to access machine without removing panels | One-touch cleaning reduces labor costs and saves time | Antimicrobial protection guards internal surfaces between cleanings | Designed, engineered, and assembled in USA | 100% of units are quality checked before leaving Scotsman's ISO 9001:2015 certified plant in Fairfax, South Carolina | Optional XSafe™ Sanitation System (XR-30) helps to improve food safety and machine performance, while reducing cleaning costs | Optional adjustable ice level control accessories available |  |  | NSF | AHRI | UL | Designed, Engineered, Assembled in USA | Bluetooth® Enabled Product |  | 3 years parts and labor on all components; 5 years parts and labor on the evaporator; 5 years parts on the compressor and condenser | Warranty valid in North, South & Central America for commercial installations | Contact factory for warranty in other regions | Residential Applications: 1 year parts and labor
MC1848MWX-32 | Integrated ICELINQ® mobile app provides real-time diagnostics, effortless settings adjustments, guided cleanings, and unit-specific information for convenient maintenance | ICELINQ® mobile app makes the cleaning process more efficient and thorough with an interactive, step-by-step guide | Use ICELINQ® mobile app to troubleshoot in real-time while referencing error, cleaning, and settings history to maximize uptime | Upgraded ice thickness and water sensor design enhances cleanability and amplifies durability | Preservation mode maximizes uptime and notifies users of potential issues | Enhanced AutoAlert™ external panel features a bin full indicator light, and displays other relevant machine status for better visibility | WaterSense adaptive purge optimizes water consumption, keeping the machine cleaner and operating more efficiently | Medium Cube: Crystal-clear ice form with broad applications | Unit specific QR code for quick access to service manuals, cleaning guides and warranty history | Operational footprint among the industry’s smallest | Bluetooth® wireless technology allows for easy pairing with ICELINQ® mobile app to access machine without removing panels | One-touch cleaning reduces labor costs and saves time | Antimicrobial protection guards internal surfaces between cleanings | Designed, engineered, and assembled in USA | 100% of units are quality checked before leaving Scotsman's ISO 9001:2015 certified plant in Fairfax, South Carolina | Optional XSafe™ Sanitation System (XR-30) helps to improve food safety and machine performance, while reducing cleaning costs | Optional adjustable ice level control accessories available |  |  | NSF | AHRI | UL | Designed, Engineered, Assembled in USA | Bluetooth® Enabled Product |  | 3 years parts and labor on all components; 5 years parts and labor on the evaporator; 5 years parts on the compressor and condenser | Warranty valid in North, South & Central America for commercial installations | Contact factory for warranty in other regions | Residential Applications: 1 year parts and labor
MC1848SAX-32 | Integrated ICELINQ® mobile app provides real-time diagnostics, effortless settings adjustments, guided cleanings, and unit-specific information for convenient maintenance | ICELINQ® mobile app makes the cleaning process more efficient and thorough with an interactive, step-by-step guide | Use ICELINQ® mobile app to troubleshoot in real-time while referencing error, cleaning, and settings history to maximize uptime | Upgraded ice thickness and water sensor design enhances cleanability and amplifies durability | Preservation mode maximizes uptime and notifies users of potential issues | Enhanced AutoAlert™ external panel features a bin full indicator light, and displays other relevant machine status for better visibility | Removable, external air filters speed up cleaning process and reduce unit footprint | WaterSense adaptive purge optimizes water consumption, keeping the machine cleaner and operating more efficiently | Small Cube: Versatile, crystal-clear ice form with optimal displacement | Unit specific QR code for quick access to service manuals, cleaning guides and warranty history | Operational footprint among the industry’s smallest | Bluetooth® wireless technology allows for easy pairing with ICELINQ® mobile app to access machine without removing panels | One-touch cleaning reduces labor costs and saves time | Antimicrobial protection guards internal surfaces between cleanings | Designed, engineered, and assembled in USA | 100% of units are quality checked before leaving Scotsman's ISO 9001:2015 certified plant in Fairfax, South Carolina | Optional XSafe™ Sanitation System (XR-30) helps to improve food safety and machine performance, while reducing cleaning costs | Optional adjustable ice level control accessories available |  | NSF | AHRI | UL | Designed, Engineered, Assembled in USA | Bluetooth® Enabled Product |  | 3 years parts and labor on all components; 5 years parts and labor on the evaporator; 5 years parts on the compressor and condenser | Warranty valid in North, South & Central America for commercial installations | Contact factory for warranty in other regions | Residential Applications: 1 year parts and labor
MC1848SRX-3 | Integrated ICELINQ® mobile app provides real-time diagnostics, effortless settings adjustments, guided cleanings, and unit-specific information for convenient maintenance | ICELINQ® mobile app makes the cleaning process more efficient and thorough with an interactive, step-by-step guide | Use ICELINQ® mobile app to troubleshoot in real-time while referencing error, cleaning, and settings history to maximize uptime | Upgraded ice thickness and water sensor design enhances cleanability and amplifies durability | Preservation mode maximizes uptime and notifies users of potential issues | Enhanced AutoAlert™ external panel features a bin full indicator light, and displays other relevant machine status for better visibility | WaterSense adaptive purge optimizes water consumption, keeping the machine cleaner and operating more efficiently | Small Cube: Versatile, crystal-clear ice form with optimal displacement | Unit specific QR code for quick access to service manuals, cleaning guides and warranty history | Operational footprint among the industry’s smallest | Bluetooth® wireless technology allows for easy pairing with ICELINQ® mobile app to access machine without removing panels | One-touch cleaning reduces labor costs and saves time | Antimicrobial protection guards internal surfaces between cleanings | Designed, engineered, and assembled in USA | 100% of units are quality checked before leaving Scotsman's ISO 9001:2015 certified plant in Fairfax, South Carolina | Optional XSafe™ Sanitation System (XR-30) helps to improve food safety and machine performance, while reducing cleaning costs | Optional adjustable ice level control accessories available |  |  | NSF | AHRI | UL | Designed, Engineered, Assembled in USA | Bluetooth® Enabled Product |  | 3 years parts and labor on all components; 5 years parts and labor on the evaporator; 5 years parts on the compressor and condenser | Warranty valid in North, South & Central America for commercial installations | Contact factory for warranty in other regions | Residential Applications: 1 year parts and labor
MC1848SRX-32 | Integrated ICELINQ® mobile app provides real-time diagnostics, effortless settings adjustments, guided cleanings, and unit-specific information for convenient maintenance | ICELINQ® mobile app makes the cleaning process more efficient and thorough with an interactive, step-by-step guide | Use ICELINQ® mobile app to troubleshoot in real-time while referencing error, cleaning, and settings history to maximize uptime | Upgraded ice thickness and water sensor design enhances cleanability and amplifies durability | Preservation mode maximizes uptime and notifies users of potential issues | Enhanced AutoAlert™ external panel features a bin full indicator light, and displays other relevant machine status for better visibility | WaterSense adaptive purge optimizes water consumption, keeping the machine cleaner and operating more efficiently | Small Cube: Versatile, crystal-clear ice form with optimal displacement | Unit specific QR code for quick access to service manuals, cleaning guides and warranty history | Operational footprint among the industry’s smallest | Bluetooth® wireless technology allows for easy pairing with ICELINQ® mobile app to access machine without removing panels | One-touch cleaning reduces labor costs and saves time | Antimicrobial protection guards internal surfaces between cleanings | Designed, engineered, and assembled in USA | 100% of units are quality checked before leaving Scotsman's ISO 9001:2015 certified plant in Fairfax, South Carolina | Optional XSafe™ Sanitation System (XR-30) helps to improve food safety and machine performance, while reducing cleaning costs | Optional adjustable ice level control accessories available |  |  | NSF | AHRI | UL | Designed, Engineered, Assembled in USA | Bluetooth® Enabled Product |  | 3 years parts and labor on all components; 5 years parts and labor on the evaporator; 5 years parts on the compressor and condenser | Warranty valid in North, South & Central America for commercial installations | Contact factory for warranty in other regions | Residential Applications: 1 year parts and labor
MC1848SWX-32 | Integrated ICELINQ® mobile app provides real-time diagnostics, effortless settings adjustments, guided cleanings, and unit-specific information for convenient maintenance | ICELINQ® mobile app makes the cleaning process more efficient and thorough with an interactive, step-by-step guide | Use ICELINQ® mobile app to troubleshoot in real-time while referencing error, cleaning, and settings history to maximize uptime | Upgraded ice thickness and water sensor design enhances cleanability and amplifies durability | Preservation mode maximizes uptime and notifies users of potential issues | Enhanced AutoAlert™ external panel features a bin full indicator light, and displays other relevant machine status for better visibility | WaterSense adaptive purge optimizes water consumption, keeping the machine cleaner and operating more efficiently | Small Cube: Versatile, crystal-clear ice form with optimal displacement | Unit specific QR code for quick access to service manuals, cleaning guides and warranty history | Operational footprint among the industry’s smallest | Bluetooth® wireless technology allows for easy pairing with ICELINQ® mobile app to access machine without removing panels | One-touch cleaning reduces labor costs and saves time | Antimicrobial protection guards internal surfaces between cleanings | Designed, engineered, and assembled in USA | 100% of units are quality checked before leaving Scotsman's ISO 9001:2015 certified plant in Fairfax, South Carolina | Optional XSafe™ Sanitation System (XR-30) helps to improve food safety and machine performance, while reducing cleaning costs | Optional adjustable ice level control accessories available |  |  | NSF | AHRI | UL | Designed, Engineered, Assembled in USA | Bluetooth® Enabled Product |  | 3 years parts and labor on all components; 5 years parts and labor on the evaporator; 5 years parts on the compressor and condenser | Warranty valid in North, South & Central America for commercial installations | Contact factory for warranty in other regions | Residential Applications: 1 year parts and labor
MC2148MRX-3 | Integrated ICELINQ® mobile app provides real-time diagnostics, effortless settings adjustments, guided cleanings, and unit-specific information for convenient maintenance | ICELINQ® mobile app makes the cleaning process more efficient and thorough with an interactive, step-by-step guide | Use ICELINQ® mobile app to troubleshoot in real-time while referencing error, cleaning, and settings history to maximize uptime | Upgraded ice thickness and water sensor design enhances cleanability and amplifies durability | Preservation mode maximizes uptime and notifies users of potential issues | Enhanced AutoAlert™ external panel features a bin full indicator light, and displays other relevant machine status for better visibility | WaterSense adaptive purge optimizes water consumption, keeping the machine cleaner and operating more efficiently | Medium Cube: Crystal-clear ice form with broad applications | Unit specific QR code for quick access to service manuals, cleaning guides and warranty history | Operational footprint among the industry’s smallest | Bluetooth® wireless technology allows for easy pairing with ICELINQ® mobile app to access machine without removing panels | One-touch cleaning reduces labor costs and saves time | Antimicrobial protection guards internal surfaces between cleanings | Designed, engineered, and assembled in USA | 100% of units are quality checked before leaving Scotsman's ISO 9001:2015 certified plant in Fairfax, South Carolina | Optional XSafe™ Sanitation System (XR-30) helps to improve food safety and machine performance, while reducing cleaning costs | Optional adjustable ice level control accessories available |  |  | NSF | AHRI | UL | Designed, Engineered, Assembled in USA | Bluetooth® Enabled Product |  | 3 years parts and labor on all components; 5 years parts and labor on the evaporator; 5 years parts on the compressor and condenser | Warranty valid in North, South & Central America for commercial installations | Contact factory for warranty in other regions | Residential Applications: 1 year parts and labor
MC2148MRX-32 | Integrated ICELINQ® mobile app provides real-time diagnostics, effortless settings adjustments, guided cleanings, and unit-specific information for convenient maintenance | ICELINQ® mobile app makes the cleaning process more efficient and thorough with an interactive, step-by-step guide | Use ICELINQ® mobile app to troubleshoot in real-time while referencing error, cleaning, and settings history to maximize uptime | Upgraded ice thickness and water sensor design enhances cleanability and amplifies durability | Preservation mode maximizes uptime and notifies users of potential issues | Enhanced AutoAlert™ external panel features a bin full indicator light, and displays other relevant machine status for better visibility | WaterSense adaptive purge optimizes water consumption, keeping the machine cleaner and operating more efficiently | Medium Cube: Crystal-clear ice form with broad applications | Unit specific QR code for quick access to service manuals, cleaning guides and warranty history | Operational footprint among the industry’s smallest | Bluetooth® wireless technology allows for easy pairing with ICELINQ® mobile app to access machine without removing panels | One-touch cleaning reduces labor costs and saves time | Antimicrobial protection guards internal surfaces between cleanings | Designed, engineered, and assembled in USA | 100% of units are quality checked before leaving Scotsman's ISO 9001:2015 certified plant in Fairfax, South Carolina | Optional XSafe™ Sanitation System (XR-30) helps to improve food safety and machine performance, while reducing cleaning costs | Optional adjustable ice level control accessories available |  |  | NSF | AHRI | UL | Designed, Engineered, Assembled in USA | Bluetooth® Enabled Product |  | 3 years parts and labor on all components; 5 years parts and labor on the evaporator; 5 years parts on the compressor and condenser | Warranty valid in North, South & Central America for commercial installations | Contact factory for warranty in other regions | Residential Applications: 1 year parts and labor
MC2148SRX-3 | Integrated ICELINQ® mobile app provides real-time diagnostics, effortless settings adjustments, guided cleanings, and unit-specific information for convenient maintenance | ICELINQ® mobile app makes the cleaning process more efficient and thorough with an interactive, step-by-step guide | Use ICELINQ® mobile app to troubleshoot in real-time while referencing error, cleaning, and settings history to maximize uptime | Upgraded ice thickness and water sensor design enhances cleanability and amplifies durability | Preservation mode maximizes uptime and notifies users of potential issues | Enhanced AutoAlert™ external panel features a bin full indicator light, and displays other relevant machine status for better visibility | WaterSense adaptive purge optimizes water consumption, keeping the machine cleaner and operating more efficiently | Small Cube: Versatile, crystal-clear ice form with optimal displacement | Unit specific QR code for quick access to service manuals, cleaning guides and warranty history | Operational footprint among the industry’s smallest | Bluetooth® wireless technology allows for easy pairing with ICELINQ® mobile app to access machine without removing panels | One-touch cleaning reduces labor costs and saves time | Antimicrobial protection guards internal surfaces between cleanings | Designed, engineered, and assembled in USA | 100% of units are quality checked before leaving Scotsman's ISO 9001:2015 certified plant in Fairfax, South Carolina | Optional XSafe™ Sanitation System (XR-30) helps to improve food safety and machine performance, while reducing cleaning costs | Optional adjustable ice level control accessories available |  |  | NSF | AHRI | UL | Designed, Engineered, Assembled in USA | Bluetooth® Enabled Product |  | 3 years parts and labor on all components; 5 years parts and labor on the evaporator; 5 years parts on the compressor and condenser | Warranty valid in North, South & Central America for commercial installations | Contact factory for warranty in other regions | Residential Applications: 1 year parts and labor
MC2148SRX-32 | Integrated ICELINQ® mobile app provides real-time diagnostics, effortless settings adjustments, guided cleanings, and unit-specific information for convenient maintenance | ICELINQ® mobile app makes the cleaning process more efficient and thorough with an interactive, step-by-step guide | Use ICELINQ® mobile app to troubleshoot in real-time while referencing error, cleaning, and settings history to maximize uptime | Upgraded ice thickness and water sensor design enhances cleanability and amplifies durability | Preservation mode maximizes uptime and notifies users of potential issues | Enhanced AutoAlert™ external panel features a bin full indicator light, and displays other relevant machine status for better visibility | WaterSense adaptive purge optimizes water consumption, keeping the machine cleaner and operating more efficiently | Small Cube: Versatile, crystal-clear ice form with optimal displacement | Unit specific QR code for quick access to service manuals, cleaning guides and warranty history | Operational footprint among the industry’s smallest | Bluetooth® wireless technology allows for easy pairing with ICELINQ® mobile app to access machine without removing panels | One-touch cleaning reduces labor costs and saves time | Antimicrobial protection guards internal surfaces between cleanings | Designed, engineered, and assembled in USA | 100% of units are quality checked before leaving Scotsman's ISO 9001:2015 certified plant in Fairfax, South Carolina | Optional XSafe™ Sanitation System (XR-30) helps to improve food safety and machine performance, while reducing cleaning costs | Optional adjustable ice level control accessories available |  |  | NSF | AHRI | UL | Designed, Engineered, Assembled in USA | Bluetooth® Enabled Product |  | 3 years parts and labor on all components; 5 years parts and labor on the evaporator; 5 years parts on the compressor and condenser | Warranty valid in North, South & Central America for commercial installations | Contact factory for warranty in other regions | Residential Applications: 1 year parts and labor
MC2648MRX-3 | Integrated ICELINQ® mobile app provides real-time diagnostics, effortless settings adjustments, guided cleanings, and unit-specific information for convenient maintenance | ICELINQ® mobile app makes the cleaning process more efficient and thorough with an interactive, step-by-step guide | Use ICELINQ® mobile app to troubleshoot in real-time while referencing error, cleaning, and settings history to maximize uptime | Upgraded ice thickness and water sensor design enhances cleanability and amplifies durability | Preservation mode maximizes uptime and notifies users of potential issues | Enhanced AutoAlert™ external panel features a bin full indicator light, and displays other relevant machine status for better visibility | WaterSense adaptive purge optimizes water consumption, keeping the machine cleaner and operating more efficiently | Small Cube: Versatile, crystal-clear ice form with optimal displacement | Unit specific QR code for quick access to service manuals, cleaning guides and warranty history | Operational footprint among the industry’s smallest | Bluetooth® wireless technology allows for easy pairing with ICELINQ® mobile app to access machine without removing panels | One-touch cleaning reduces labor costs and saves time | Antimicrobial protection guards internal surfaces between cleanings | Designed, engineered, and assembled in USA | 100% of units are quality checked before leaving Scotsman's ISO 9001:2015 certified plant in Fairfax, South Carolina | Optional XSafe™ Sanitation System (XR-30) helps to improve food safety and machine performance, while reducing cleaning costs | Optional adjustable ice level control accessories available |  |  | NSF | AHRI | UL | Designed, Engineered, Assembled in USA | Bluetooth® Enabled Product |  | 3 years parts and labor on all components; 5 years parts and labor on the evaporator; 5 years parts on the compressor and condenser | Warranty valid in North, South & Central America for commercial installations | Contact factory for warranty in other regions | Residential Applications: 1 year parts and labor
MC2648SRX-3 | Integrated ICELINQ® mobile app provides real-time diagnostics, effortless settings adjustments, guided cleanings, and unit-specific information for convenient maintenance | ICELINQ® mobile app makes the cleaning process more efficient and thorough with an interactive, step-by-step guide | Use ICELINQ® mobile app to troubleshoot in real-time while referencing error, cleaning, and settings history to maximize uptime | Upgraded ice thickness and water sensor design enhances cleanability and amplifies durability | Preservation mode maximizes uptime and notifies users of potential issues | Enhanced AutoAlert™ external panel features a bin full indicator light, and displays other relevant machine status for better visibility | WaterSense adaptive purge optimizes water consumption, keeping the machine cleaner and operating more efficiently | Small Cube: Versatile, crystal-clear ice form with optimal displacement | Unit specific QR code for quick access to service manuals, cleaning guides and warranty history | Operational footprint among the industry’s smallest | Bluetooth® wireless technology allows for easy pairing with ICELINQ® mobile app to access machine without removing panels | One-touch cleaning reduces labor costs and saves time | Antimicrobial protection guards internal surfaces between cleanings | Designed, engineered, and assembled in USA | 100% of units are quality checked before leaving Scotsman's ISO 9001:2015 certified plant in Fairfax, South Carolina | Optional XSafe™ Sanitation System (XR-30) helps to improve food safety and machine performance, while reducing cleaning costs | Optional adjustable ice level control accessories available |  |  | NSF | AHRI | UL | Designed, Engineered, Assembled in USA | Bluetooth® Enabled Product |  | 3 years parts and labor on all components; 5 years parts and labor on the evaporator; 5 years parts on the compressor and condenser | Warranty valid in North, South & Central America for commercial installations | Contact factory for warranty in other regions | Residential Applications: 1 year parts and labor

## Available Images
NOTE: While image file names may reference non-"X" models, they will remain applicable and accurate for the new R290 and R449 models.
Model Number | Primary Product Image URL (Auto-Updating Link: Will NOT Break if embedded) | VIEW ALL AVAILABLE IMAGES:
MC1448MAX-3 | https://portal.scotsman-ice.com/ResourceCenter/Files/GetImage/0C82A5F6-E4E1-45F6-9ACF-6CE32F0C84E4/jpg | https://portal.scotsman-ice.com/Search?search_query=MC1448MA-3&search_type=Images
MC1448MAX-32 | https://portal.scotsman-ice.com/ResourceCenter/Files/GetImage/0C82A5F6-E4E1-45F6-9ACF-6CE32F0C84E4/jpg | https://portal.scotsman-ice.com/Search?search_query=MC1448MA-33&search_type=Images
MC1448MRX-3 | https://portal.scotsman-ice.com/ResourceCenter/Files/GetImage/000ADE1E-8772-4B0C-A068-1BA27802CFF0/jpg | https://portal.scotsman-ice.com/Search?search_query=MC1448MR-3&search_type=Images
MC1448MRX-32 | https://portal.scotsman-ice.com/ResourceCenter/Files/GetImage/000ADE1E-8772-4B0C-A068-1BA27802CFF0/jpg | https://portal.scotsman-ice.com/Search?search_query=MC1448MR-32&search_type=Images
MC1448MWX-3 | https://portal.scotsman-ice.com/ResourceCenter/Files/GetImage/000ADE1E-8772-4B0C-A068-1BA27802CFF0/jpg | https://portal.scotsman-ice.com/Search?search_query=MC1448MW-3&search_type=Images
MC1448MWX-32 | https://portal.scotsman-ice.com/ResourceCenter/Files/GetImage/000ADE1E-8772-4B0C-A068-1BA27802CFF0/jpg | https://portal.scotsman-ice.com/Search?search_query=MC1448MW-32&search_type=Images
MC1448SAX-3 | https://portal.scotsman-ice.com/ResourceCenter/Files/GetImage/0C82A5F6-E4E1-45F6-9ACF-6CE32F0C84E4/jpg | https://portal.scotsman-ice.com/Search?search_query=MC1448SA-3&search_type=Images
MC1448SAX-32 | https://portal.scotsman-ice.com/ResourceCenter/Files/GetImage/0C82A5F6-E4E1-45F6-9ACF-6CE32F0C84E4/jpg | https://portal.scotsman-ice.com/Search?search_query=MC1448SA-32&search_type=Images
MC1448SRX-3 | https://portal.scotsman-ice.com/ResourceCenter/Files/GetImage/000ADE1E-8772-4B0C-A068-1BA27802CFF0/jpg | https://portal.scotsman-ice.com/Search?search_query=MC1448SR-3&search_type=Images
MC1448SRX-32 | https://portal.scotsman-ice.com/ResourceCenter/Files/GetImage/000ADE1E-8772-4B0C-A068-1BA27802CFF0/jpg | https://portal.scotsman-ice.com/Search?search_query=MC1448SR-32&search_type=Images
MC1448SWX-3 | https://portal.scotsman-ice.com/ResourceCenter/Files/GetImage/000ADE1E-8772-4B0C-A068-1BA27802CFF0/jpg | https://portal.scotsman-ice.com/Search?search_query=MC1448SW-3&search_type=Images
MC1448SWX-32 | https://portal.scotsman-ice.com/ResourceCenter/Files/GetImage/000ADE1E-8772-4B0C-A068-1BA27802CFF0/jpg | https://portal.scotsman-ice.com/Search?search_query=MC1448SW-32&search_type=Images
MC1848MAX-32 | https://portal.scotsman-ice.com/ResourceCenter/Files/GetImage/0C82A5F6-E4E1-45F6-9ACF-6CE32F0C84E4/jpg | https://portal.scotsman-ice.com/Search?search_query=MC1448MA-32&search_type=Images
MC1848MRX-3 | https://portal.scotsman-ice.com/ResourceCenter/Files/GetImage/000ADE1E-8772-4B0C-A068-1BA27802CFF0/jpg | https://portal.scotsman-ice.com/Search?search_query=MC1848MR-3&search_type=Images
MC1848MRX-32 | https://portal.scotsman-ice.com/ResourceCenter/Files/GetImage/000ADE1E-8772-4B0C-A068-1BA27802CFF0/jpg | https://portal.scotsman-ice.com/Search?search_query=MC1848MR-32&search_type=Images
MC1848MWX-32 | https://portal.scotsman-ice.com/ResourceCenter/Files/GetImage/000ADE1E-8772-4B0C-A068-1BA27802CFF0/jpg | https://portal.scotsman-ice.com/Search?search_query=MC1848MW-32&search_type=Images
MC1848SAX-32 | https://portal.scotsman-ice.com/ResourceCenter/Files/GetImage/0C82A5F6-E4E1-45F6-9ACF-6CE32F0C84E4/jpg | https://portal.scotsman-ice.com/Search?search_query=MC1848SA-32&search_type=Images
MC1848SRX-3 | https://portal.scotsman-ice.com/ResourceCenter/Files/GetImage/000ADE1E-8772-4B0C-A068-1BA27802CFF0/jpg | https://portal.scotsman-ice.com/Search?search_query=MC1848SR-3&search_type=Images
MC1848SRX-32 | https://portal.scotsman-ice.com/ResourceCenter/Files/GetImage/000ADE1E-8772-4B0C-A068-1BA27802CFF0/jpg | https://portal.scotsman-ice.com/Search?search_query=MC1848SR-32&search_type=Images
MC1848SWX-32 | https://portal.scotsman-ice.com/ResourceCenter/Files/GetImage/000ADE1E-8772-4B0C-A068-1BA27802CFF0/jpg | https://portal.scotsman-ice.com/Search?search_query=MC1848SW-32&search_type=Images
MC2148MRX-3 | https://portal.scotsman-ice.com/ResourceCenter/Files/GetImage/000ADE1E-8772-4B0C-A068-1BA27802CFF0/jpg | https://portal.scotsman-ice.com/Search?search_query=MC2148MR-3&search_type=Images
MC2148MRX-32 | https://portal.scotsman-ice.com/ResourceCenter/Files/GetImage/000ADE1E-8772-4B0C-A068-1BA27802CFF0/jpg | https://portal.scotsman-ice.com/Search?search_query=MC2148MR-32&search_type=Images
MC2148SRX-3 | https://portal.scotsman-ice.com/ResourceCenter/Files/GetImage/000ADE1E-8772-4B0C-A068-1BA27802CFF0/jpg | https://portal.scotsman-ice.com/Search?search_query=MC2148SR-3&search_type=Images
MC2148SRX-32 | https://portal.scotsman-ice.com/ResourceCenter/Files/GetImage/000ADE1E-8772-4B0C-A068-1BA27802CFF0/jpg | https://portal.scotsman-ice.com/Search?search_query=MC2148SR-32&search_type=Images
MC2648MRX-3 | https://portal.scotsman-ice.com/ResourceCenter/Files/GetImage/E6ABE232-CF74-4192-8431-CBCCC694AA82/jpg | https://portal.scotsman-ice.com/Search?search_query=MC2648MR-3&search_type=Images
MC2648SRX-3 | https://portal.scotsman-ice.com/ResourceCenter/Files/GetImage/E6ABE232-CF74-4192-8431-CBCCC694AA82/jpg | https://portal.scotsman-ice.com/Search?search_query=MC2648SR-3&search_type=Images

## Compatible Accessories
Compatible Accessories | Sanitation Accessories |  | Intelligent Control Accessories |  |  |  |  | Remote Condensers & Line Sets (if applicable) |  |  |  |  | Storage Bins | [7 empty] | Water Filter Option #1 |  |  | Water Filter Option #2 |  |  | Prefilter Option
Model Number | XSafe® Sanitation System | AquaBullet® Antimicrobial Wand | Vari-Smart™ Ice Level Control | Basic Ice Level Control | Smart-Board™ | Smart-Board™ (Network Capable) | Advanced Sustainability Kit | Remote Condenser Unit | Line Set Option #1 | Line Set Option #2 | Line Set Option #3 | Line Set Option #4 | Recommended Bin (Primary) | Bin Top Adapter for Recommended Bin (if applicable) | Other Compatible Bin #1 | Bin Top Adapter for Compatible Bin #1 (if applicable) | Other Compatible Bin #2 | Bin Top Adapter for Compatible Bin #2 (if applicable) | Other Compatible Bin #3 | Bin Top Adapter for Compatible Bin #3 (if applicable) | AquaPatrol™ Filter System | AquaPatrol™ Replacement Filter (1 PK) | AquaPatrol™ Replacement Filter (6 PK) | SSM Plus (Chlorine Removal) Filter System | SSM PLUS Replacement Filter (1 PK) | SSM PLUS Replacement Filter (6 PK) | SC Coarse Prefilter | SC Replacement Prefilters
MC1448MAX-3 | XR-30 | ADS-AB6 | KVS | KBILC | KSBU | KSBU-N | KPAS | [5 empty] | BL1360S |  | BL1048S |  | B948S |  | BL1660S |  | AP3-P | APRC1-P | APRC6-P | SSM3-P | SSMRC1 | SSMRC6 | SC20-A | SC20RC20
MC1448MAX-32 | XR-30 | ADS-AB6 | KVS | KBILC | KSBU | KSBU-N | KPAS | [5 empty] | BL1360S |  | BL1048S |  | B948S |  | BL1660S |  | AP3-P | APRC1-P | APRC6-P | SSM3-P | SSMRC1 | SSMRC6 | SC20-A | SC20RC20
MC1448MRX-3 | XR-30 | ADS-AB6 | KVS | KBILC | KSBU | KSBU-N | KPAS | ERC311X-32 | BRTE10 | BRTE25 | BRTE40 | BRTE75 | BL1360S |  | BL1048S |  | B948S |  | BL1660S |  | AP3-P | APRC1-P | APRC6-P | SSM3-P | SSMRC1 | SSMRC6 | SC20-A | SC20RC20
MC1448MRX-32 | XR-30 | ADS-AB6 | KVS | KBILC | KSBU | KSBU-N | KPAS | ERC311X-32 | BRTE10 | BRTE25 | BRTE40 | BRTE75 | BL1360S |  | BL1048S |  | B948S |  | BL1660S |  | AP3-P | APRC1-P | APRC6-P | SSM3-P | SSMRC1 | SSMRC6 | SC20-A | SC20RC20
MC1448MWX-3 | XR-30 | ADS-AB6 | KVS | KBILC | KSBU | KSBU-N | KPAS | [5 empty] | BL1360S |  | BL1048S |  | B948S |  | BL1660S |  | AP3-P | APRC1-P | APRC6-P | SSM3-P | SSMRC1 | SSMRC6 | SC20-A | SC20RC20
MC1448MWX-32 | XR-30 | ADS-AB6 | KVS | KBILC | KSBU | KSBU-N | KPAS | [5 empty] | BL1360S |  | BL1048S |  | B948S |  | BL1660S |  | AP3-P | APRC1-P | APRC6-P | SSM3-P | SSMRC1 | SSMRC6 | SC20-A | SC20RC20
MC1448SAX-3 | XR-30 | ADS-AB6 | KVS | KBILC | KSBU | KSBU-N | KPAS | [5 empty] | BL1360S |  | BL1048S |  | B948S |  | BL1660S |  | AP3-P | APRC1-P | APRC6-P | SSM3-P | SSMRC1 | SSMRC6 | SC20-A | SC20RC20
MC1448SAX-32 | XR-30 | ADS-AB6 | KVS | KBILC | KSBU | KSBU-N | KPAS | [5 empty] | BL1360S |  | BL1048S |  | B948S |  | BL1660S |  | AP3-P | APRC1-P | APRC6-P | SSM3-P | SSMRC1 | SSMRC6 | SC20-A | SC20RC20
MC1448SRX-3 | XR-30 | ADS-AB6 | KVS | KBILC | KSBU | KSBU-N | KPAS | ERC311X-32 | BRTE10 | BRTE25 | BRTE40 | BRTE75 | BL1360S |  | BL1048S |  | B948S |  | BL1660S |  | AP3-P | APRC1-P | APRC6-P | SSM3-P | SSMRC1 | SSMRC6 | SC20-A | SC20RC20
MC1448SRX-32 | XR-30 | ADS-AB6 | KVS | KBILC | KSBU | KSBU-N | KPAS | ERC311X-32 | BRTE10 | BRTE25 | BRTE40 | BRTE75 | BL1360S |  | BL1048S |  | B948S |  | BL1660S |  | AP3-P | APRC1-P | APRC6-P | SSM3-P | SSMRC1 | SSMRC6 | SC20-A | SC20RC20
MC1448SWX-3 | XR-30 | ADS-AB6 | KVS | KBILC | KSBU | KSBU-N | KPAS | [5 empty] | BL1360S |  | BL1048S |  | B948S |  | BL1660S |  | AP3-P | APRC1-P | APRC6-P | SSM3-P | SSMRC1 | SSMRC6 | SC20-A | SC20RC20
MC1448SWX-32 | XR-30 | ADS-AB6 | KVS | KBILC | KSBU | KSBU-N | KPAS | [5 empty] | BL1360S |  | BL1048S |  | B948S |  | BL1660S |  | AP3-P | APRC1-P | APRC6-P | SSM3-P | SSMRC1 | SSMRC6 | SC20-A | SC20RC20
MC1848MAX-32 | XR-30 | ADS-AB6 | KVS | KBILC | KSBU | KSBU-N | KPAS | [5 empty] | BL1660S |  | BL1360S |  | ICS1790 |  | ICS1360 |  | AP3-P | APRC1-P | APRC6-P | SSM3-P | SSMRC1 | SSMRC6 | SC20-A | SC20RC20
MC1848MRX-3 | XR-30 | ADS-AB6 | KVS | KBILC | KSBU | KSBU-N | KPAS | ERC611X-32 | BRTE10 | BRTE25 | BRTE40 | BRTE75 | BL1660S |  | BL1360S |  | ICS1790 |  | ICS1360 |  | AP3-P | APRC1-P | APRC6-P | SSM3-P | SSMRC1 | SSMRC6 | SC20-A | SC20RC20
MC1848MRX-32 | XR-30 | ADS-AB6 | KVS | KBILC | KSBU | KSBU-N | KPAS | ERC611X-32 | BRTE10 | BRTE25 | BRTE40 | BRTE75 | BL1660S |  | BL1360S |  | ICS1790 |  | ICS1360 |  | AP3-P | APRC1-P | APRC6-P | SSM3-P | SSMRC1 | SSMRC6 | SC20-A | SC20RC20
MC1848MWX-32 | XR-30 | ADS-AB6 | KVS | KBILC | KSBU | KSBU-N | KPAS | [5 empty] | BL1660S |  | BL1360S |  | ICS1790 |  | ICS1360 |  | AP3-P | APRC1-P | APRC6-P | SSM3-P | SSMRC1 | SSMRC6 | SC20-A | SC20RC20
MC1848SAX-32 | XR-30 | ADS-AB6 | KVS | KBILC | KSBU | KSBU-N | KPAS | [5 empty] | BL1660S |  | BL1360S |  | ICS1790 |  | ICS1360 |  | AP3-P | APRC1-P | APRC6-P | SSM3-P | SSMRC1 | SSMRC6 | SC20-A | SC20RC20
MC1848SRX-3 | XR-30 | ADS-AB6 | KVS | KBILC | KSBU | KSBU-N | KPAS | ERC611X-32 | BRTE10 | BRTE25 | BRTE40 | BRTE75 | BL1660S |  | BL1360S |  | ICS1790 |  | ICS1360 |  | AP3-P | APRC1-P | APRC6-P | SSM3-P | SSMRC1 | SSMRC6 | SC20-A | SC20RC20
MC1848SRX-32 | XR-30 | ADS-AB6 | KVS | KBILC | KSBU | KSBU-N | KPAS | ERC611X-32 | BRTE10 | BRTE25 | BRTE40 | BRTE75 | BL1660S |  | BL1360S |  | ICS1790 |  | ICS1360 |  | AP3-P | APRC1-P | APRC6-P | SSM3-P | SSMRC1 | SSMRC6 | SC20-A | SC20RC20
MC1848SWX-32 | XR-30 | ADS-AB6 | KVS | KBILC | KSBU | KSBU-N | KPAS | [5 empty] | BL1660S |  | BL1360S |  | ICS1790 |  | ICS1360 |  | AP3-P | APRC1-P | APRC6-P | SSM3-P | SSMRC1 | SSMRC6 | SC20-A | SC20RC20
MC2148MRX-3 | XR-30 | ADS-AB6 | KVS | KBILC | KSBU | KSBU-N | KPAS | ERC611X-32 | BRTE10 | BRTE25 | BRTE40 | BRTE75 | BL1660S |  | ICS1790 |  | ICS1360 |  | BL1360S |  | AP3-P | APRC1-P | APRC6-P | SSM3-P | SSMRC1 | SSMRC6 | SC20-A | SC20RC20
MC2148MRX-32 | XR-30 | ADS-AB6 | KVS | KBILC | KSBU | KSBU-N | KPAS | ERC611X-32 | BRTE10 | BRTE25 | BRTE40 | BRTE75 | BL1660S |  | ICS1790 |  | ICS1360 |  | BL1360S |  | AP3-P | APRC1-P | APRC6-P | SSM3-P | SSMRC1 | SSMRC6 | SC20-A | SC20RC20
MC2148SRX-3 | XR-30 | ADS-AB6 | KVS | KBILC | KSBU | KSBU-N | KPAS | ERC611X-32 | BRTE10 | BRTE25 | BRTE40 | BRTE75 | BL1660S |  | ICS1790 |  | ICS1360 |  | BL1360S |  | AP3-P | APRC1-P | APRC6-P | SSM3-P | SSMRC1 | SSMRC6 | SC20-A | SC20RC20
MC2148SRX-32 | XR-30 | ADS-AB6 | KVS | KBILC | KSBU | KSBU-N | KPAS | ERC611X-32 | BRTE10 | BRTE25 | BRTE40 | BRTE75 | BL1660S |  | ICS1790 |  | ICS1360 |  | BL1360S |  | AP3-P | APRC1-P | APRC6-P | SSM3-P | SSMRC1 | SSMRC6 | SC20-A | SC20RC20
MC2648MRX-3 | XR-30 | ADS-AB6 | KVS | KBILC | KSBU | KSBU-N | KPAS | ERC611X-32 | BRTEL25 | BRTEL40 | BRTEL75 |  | BL1660S |  | ICS1790 |  | ICS1360 |  | BL1360S |  | AP3-P | APRC1-P | APRC6-P | SSM3-P | SSMRC1 | SSMRC6 | SC20-A | SC20RC20
MC2648SRX-3 | XR-30 | ADS-AB6 | KVS | KBILC | KSBU | KSBU-N | KPAS | ERC611X-32 | BRTEL25 | BRTEL40 | BRTEL75 |  | BL1660S |  | ICS1790 |  | ICS1360 |  | BL1360S |  | AP3-P | APRC1-P | APRC6-P | SSM3-P | SSMRC1 | SSMRC6 | SC20-A | SC20RC20

## Pricing Values
PRICE SHEET - Scotsman MC_PH2 R449A Modular Cube + Associated Accessories -- List Prices | [5 empty] | MSRP/MAP Multiplier
*Addendum, see full price list for more details | MSRP: Minimum Suggested Retail Price |  |  |  |  | 0.41
| MAP: Minimum Advertised Price |  |  |  |  | *Rounded down to nearest whole dollar
Model Number | Model Number With Revision Letter | GTIN | UPC | Description | 9/1/2026 List Price | 9/1/2026 MSRP/MAP Price
ADS-AB6 | ADS-AB6 | 00840315402539 | 840315402539 | AQUABULLET 6 PACK | 2082 | EXEMPT
AP3-P | AP3-P | 00840315402560 | 840315402560 | FILTER AP PLUS TRIPLE | 1930 | EXEMPT
APRC1-P | APRC1-P | 00840315402577 | 840315402577 | FILTER AP PLUS RPLCMNT CRTRDG 1PACK | 217 | EXEMPT
APRC6-P | APRC6-P | 00840315402584 | 840315402584 | FILTER AP PLUS RPLCMNT CRTRDG 6PACK | 1088 | EXEMPT
B948S | B948S | 00840315400061 | 840315400061 | BIN 900LB | 5335 | 2187
BL1048S | BL1048S-A | 00840315400078 | 840315400078 | BIN 1000LB SS | 14664 | 6012
BL1360S | BL1360S-A | 00840315400085 | 840315400085 | BIN 1300LB SS | 16951 | 6949
BL1660S | BL1660S-A | 00840315400092 | 840315400092 | BIN 1600LB SS | 17817 | 7304
BRTE10 | BRTE10 | 00840315402607 | 840315402607 | LINESET STD REMOTE 10FT BRAZE | 528 | EXEMPT
BRTE25 | BRTE25 | 00840315402614 | 840315402614 | LINESET STD REMOTE 25FT BRAZE | 789 | EXEMPT
BRTE40 | BRTE40 | 00840315402621 | 840315402621 | LINESET STD REMOTE 40FT BRAZE | 893 | EXEMPT
BRTE75 | BRTE75 | 00840315402638 | 840315402638 | LINESET STD REMOTE 75FT BRAZE | 1365 | EXEMPT
BRTEL25 | BRTEL25 | 00840315402645 | 840315402645 | LINESET MC2648 STD REMOTE 25FT BRAZE | 660 | EXEMPT
BRTEL40 | BRTEL40 | 00840315402652 | 840315402652 | LINESET MC2648 STD REMOTE 40FT BRAZE | 991 | EXEMPT
BRTEL75 | BRTEL75 | 00840315402669 | 840315402669 | LINESET MC2648 STD REMOTE 75FT BRAZE | 1524 | EXEMPT
ERC311X-32 | ERC311X-32E | 00840315407022 | 840315407022 | RC MC0630-MC830-MC1030-MC1448 208-230/60/1 R449A | 3449 | 1414
ERC611X-32 | ERC611X-32E | 00840315407039 | 840315407039 | RC MC1848-MC2148-MC2648 F2330-N2030 208-230/60/1 R449A | 4940 | 2025
ICS1360 | ICS1360-A | 00840315401389 | 840315401389 | ICEEXPRESS SYSTEM 2-BAY | 43077 | 17661
ICS1790 | ICS1790-A | 00840315401396 | 840315401396 | ICEEXPRESS SYSTEM 3-BAY | 66823 | 27397
KBILC | KBILC | 00840315404939 | 840315404939 | KIT BASIC ICE LEVEL CONTROL | 221 | EXEMPT
KPAS | KPAS | 00840315403307 | 840315403307 | KIT PROD ADV SUS KVS KSBU-N | 1852 | EXEMPT
KSBU | KSBU | 00840315403376 | 840315403376 | KIT PRODIGY SMART BOARD ADVANCED CONTROL | 1261 | EXEMPT
KSBU-N | KSBU-N | 00840315403383 | 840315403383 | KIT PRODIGY SMART BOARD NETWORK ADVNCD CNTL | 1635 | EXEMPT
KVS | KVS | 00840315403482 | 840315403482 | KIT PRODIGY VARI SMART ICE LEVEL CONTROL | 562 | EXEMPT
MC1448MAX-3 | MC1448MAX-3A | 00840315406544 | 840315406544 | MOD CUB AC 1400LB 208-230/60/3 MEDIUM R449A | 21436 | 8788
MC1448MAX-32 | MC1448MAX-32A | 00840315406537 | 840315406537 | MOD CUB AC 1400LB 208-230/60/1 MEDIUM R449A | 21211 | 8696
MC1448MRX-3 | MC1448MRX-3A | 00840315406568 | 840315406568 | MOD CUB RC 1400LB 208-230/60/3 MEDIUM R449A | 21336 | 8747
MC1448MRX-32 | MC1448MRX-32A | 00840315406551 | 840315406551 | MOD CUB RC 1400LB 208-230/60/1 MEDIUM R449A | 21111 | 8655
MC1448MWX-3 | MC1448MWX-3A | 00840315406582 | 840315406582 | MOD CUB WC 1400LB 208-230/60/3 MEDIUM R449A | 21686 | 8891
MC1448MWX-32 | MC1448MWX-32A | 00840315406575 | 840315406575 | MOD CUB WC 1400LB 208-230/60/1 MEDIUM R449A | 21461 | 8799
MC1448SAX-3 | MC1448SAX-3A | 00840315406605 | 840315406605 | MOD CUB AC 1400LB 208-230/60/3 SMALL R449A | 21436 | 8788
MC1448SAX-32 | MC1448SAX-32A | 00840315406599 | 840315406599 | MOD CUB AC 1400LB 208-230/60/1 SMALL R449A | 21211 | 8696
MC1448SRX-3 | MC1448SRX-3A | 00840315406629 | 840315406629 | MOD CUB RC 1400LB 208-230/60/3 SMALL R449A | 21336 | 8747
MC1448SRX-32 | MC1448SRX-32A | 00840315406612 | 840315406612 | MOD CUB RC 1400LB 208-230/60/1 SMALL R449A | 21111 | 8655
MC1448SWX-3 | MC1448SWX-3A | 00840315406643 | 840315406643 | MOD CUB WC 1400LB 208-230/60/3 SMALL R449A | 21686 | 8891
MC1448SWX-32 | MC1448SWX-32A | 00840315406636 | 840315406636 | MOD CUB WC 1400LB 208-230/60/1 SMALL R449A | 21461 | 8799
MC1848MAX-32 | MC1848MAX-32A | 00840315406650 | 840315406650 | MOD CUB AC 1800LB 208-230/60/1 MEDIUM R449A | 26988 | 11065
MC1848MRX-3 | MC1848MRX-3A | 00840315407138 | 840315407138 | MOD CUB RC 1800LB 208-230/60/3 MEDIUM R449A | 27113 | 11116
MC1848MRX-32 | MC1848MRX-32A | 00840315407145 | 840315407145 | MOD CUB RC 1800LB 208-230/60/1 MEDIUM R449A | 26888 | 11024
MC1848MWX-32 | MC1848MWX-32A | 00840315407152 | 840315407152 | MOD CUB WC 1800LB 208-230/60/1 MEDIUM R449A | 27238 | 11167
MC1848SAX-32 | MC1848SAX-32A | 00840315406667 | 840315406667 | MOD CUB AC 1800LB 208-230/60/1 SMALL R449A | 26988 | 11065
MC1848SRX-3 | MC1848SRX-3A | 00840315406681 | 840315406681 | MOD CUB RC 1800LB 208-230/60/3 SMALL R449A | 27113 | 11116
MC1848SRX-32 | MC1848SRX-32A | 00840315406674 | 840315406674 | MOD CUB RC 1800LB 208-230/60/1 SMALL R449A | 26888 | 11024
MC1848SWX-32 | MC1848SWX-32A | 00840315406698 | 840315406698 | MOD CUB WC 1800LB 208-230/60/1 SMALL R449A | 27238 | 11167
MC2148MRX-3 | MC2148MRX-3A | 00840315406711 | 840315406711 | MOD CUB RC 2100LB 208-230/60/3 MEDIUM R449A | 33239 | 13627
MC2148MRX-32 | MC2148MRX-32A | 00840315406704 | 840315406704 | MOD CUB RC 2100LB 208-230/60/1 MEDIUM R449A | 33014 | 13535
MC2148SRX-3 | MC2148SRX-3A | 00840315406735 | 840315406735 | MOD CUB RC 2100LB 208-230/60/3 SMALL R449A | 33239 | 13627
MC2148SRX-32 | MC2148SRX-32A | 00840315406728 | 840315406728 | MOD CUB RC 2100LB 208-230/60/1 SMALL R449A | 33014 | 13535
MC2648MRX-3 | MC2648MRX-3A | 00840315406759 | 840315406759 | MOD CUB RC 2600LB 208-230/60/3 MEDIUM R449A | 35169 | 14419
MC2648SRX-3 | MC2648SRX-3A | 00840315406766 | 840315406766 | MOD CUB RC 2600LB 208-230/60/3 SMALL R449A | 35169 | 14419
SC20-A | SC20-A | 00840315403550 | 840315403550 | FILTER 20IN COURSE PRE | 474 | EXEMPT
SC20RC20 | SC20RC20 | 00840315403567 | 840315403567 | FILTER 20IN COURSE PRE RPLCMNT CRTRDG 20PACK | 613 | EXEMPT
SSM3-P | SSM3-P | 00840315403598 | 840315403598 | FILTER SSM PLUS TRIPLE | 2552 | EXEMPT
SSMRC1 | SSMRC1 | 00840315403604 | 840315403604 | FILTER SSM RPLCMNT CRTRD 1PACK | 306 | EXEMPT
SSMRC6 | SSMRC6 | 00840315403611 | 840315403611 | FILTER SSM RPLCMNT CRTRD 6PACK | 1492 | EXEMPT
XR-30 | XR-30 | 00840315403628 | 840315403628 | XSAFE UV SANITATION SYSTEM | 1218 | EXEMPT